## 1992 E Wheat WBal introduction
TAB NAME | DESCRIPTION
1992 E Wheat WBal introduction | Describes contents of the spreadsheet, including tab names and their contents, conventions for time stamping and data time centering and energy balance sign conventions and symbols and units and instrumentation. Identifies scientific authors of the data and their contact information and coauthoring responsibilities of any party utilizing the data.
Dic. 1992 E Wheat Daily WBal | Data dictionary for sheet "1992 E Wheat Daily WBal" where WBal stands for water balance.
1992 E Wheat Daily WBal | Sheet with daily totals of evapotranspiration (ET), dew, precipitation, irrigation, counterweight adjustments, and drainage in mm from the NW, and SW lysimeter mass changes (catch).
Dic. 1992 E Wheat 15-min WBal | Data dictionary for sheet "1992 E Wheat 15-min WBal"
1992 E Wheat 15-min WBal | Sheet with 15-minute totals of dew and frost accumulation, precipitation, irrigation, and evapotranspiration (ET) in mm from the NW, and SW lysimeter mass changes (catch).
Dic. 1992 E wheat daily Irrig. | Data dictionary for sheet "1992 E wheat daily Irrig."
1992 W wheat daily Irrig. | Daily applied irrigation depths in mm as determined by lysimeter mass change and methods of application.The linear move irrigation system was aligned N-S and moved east to west or west to east. Spray stands for mid elevation (approximately 1.5 m above the soil surface) spray heads on drop hoses spaced every 1.52 m along the irrigation system lateral. Sprinkler stands for high pressure impact sprinklers mounted on the top of the irrigation system lateral. LEPA stands for low elevation precision application with LEPA heads at 0.3 m above the soil surface.
AUTHORS
Data in this spreadsheet are the result of a team effort.
The scientists responsible for collecting these data and calibrating the instruments and quality control are:
Steven R. Evett - Research Soil Scientist, steve.evett@usda.gov, 806-356-5775, cell: 806-584-1018
Karen S. Copeland - Soil Scientist, karen.copeland@usda.gov, 806-356-5735
Gary W. Marek - Research Agricultural Engineer, gary.marek@usda.gov, 806-356-5717
Paul D. Colaizzi - Research Agricultural Engineer, paul.colaizzi@usda.gov, 806-356-5763
David K. Brauer - Research Leader, david.brauer@usda.gov, 806-356-5769
All are employed in the Soil and Water Management Research Unit (SWMRU), USDA-ARS Conservation & Production Research Laboratory, 300 Simmons Road - Unit 10, Bushland, Texas 79012
Persons using these data for scientific research are responsible for:
1. Contacting all the scientists listed above and obtaining approval to use the data,
2. Inviting them to be involved in said research,
3. Inviting them to be involved as coauthors in the data analysis and drafting and critical review of any publications resulting from the research.
REFERENCES
Evett, S. R., Marek, G. W., Copeland, K. S. & Colaizzi, P. D. (2018b) Quality management for research weather data: USDA-ARS Bushland, TX. Agrosyst. Geosci. Environ. 1:180036 (2018). doi:10.2134/age2018.09.0036.
ASCE. (2005) The ASCE Standardized Reference Evapotranspiration Equation. Technical Committee on Standardization of Reference Evapotranspiration; Edited by Richard G. Allen, Ivan A. Walter, Ronald L. Elliott, Terry A. Howell, Daniel Itenfisu, Marvin E. Jensen, and Richard L. Snyder. ISBN (print): 9780784408056ISBN (PDF): 9780784475638. https://doi.org/10.1061/9780784408056
Evett, S. R., Tolk, J. A. & Howell, T. A. (2003) A depth control stand for improved accuracy with the neutron probe. Vadose Zone J. 2, 642-649.
Evett, S. R., Heng, L. K., Moutonnet, P. & Nguyen, M.L. (eds). (2008) Field Estimation of Soil Water Content: A Practical Guide to Methods, Instrumentation, and Sensor Technology. IAEA-TCS-30. International Atomic Energy Agency, Vienna, Austria. ISSN 1018–5518.
Evett, S. R., Kustas, W. P., Gowda, P. H., Prueger, J. H. & Howell, T. A. (2012a) Overview of the Bushland Evapotranspiration and Agricultural Remote sensing EXperiment 2008 (BEAREX08): A field experiment evaluating methods quantifying ET at multiple scales. Adv. Water Resourc. 50, 4-19. http://dx.doi.org/10.1016/j.advwatres.2012.03.010.
Evett, S. R., Schwartz, R. C., Howell, T. A., Baumhardt, R. L. & Copeland, K. S. (2012b) Can weighing lysimeter ET represent surrounding field ET well enough to test flux station measurements of daily and sub-daily ET? Adv. Water Resour. 50, 79-90. http://dx.doi.org/10.1016/j.advwatres.2012.07.023.
Evett, S. R., Marek, G. W., Colaizzi, P. D., Ruthardt, B. B. & Copeland, K. S. (2018a) A subsurface drip irrigation system for weighing lysimetry. Appl. Engineer. Agric. 34(1), 213-221. https://dx.doi.org/10.13031/aea.12597
Marek, T. H., Schneider, A. D., Howell, T. A. & Ebeling, L. L. (1988) Design and construction of large weighing monolithic lysimeters. Trans. ASAE 31, 477-484.
Marek, G. W., Evett, S. R., Gowda, P. H., Howell, T. A., Copeland, K. S. & Baumhardt, R. L. (2014) Post-processing techniques for reducing errors in weighing lysimeter evapotranspiration (ET) datasets. Trans. ASABE 17(2), 499-515. http://dx.DOI.org/10.13031/trans.57.10433.
Tolk, J. A. & Evett, S. R. (2012) Lower limits of crop water use in three soil textural classes. Soil Sci. Soc. Am. J. 76(2), 607–616.
CONVENTIONS
Time: | Time is Central Standard Time without adjustment for daylight savings time.
Data time centering: | Data are mean values over the 15-minute time period. Times reported are for the end of the averaging period.
Missing data | Missing data are indicated by #N/A
SYMBOLOGY
NE | northeast
SE | southeast
NW | northwest
SW | southwest
DOY | day of year. January 1 is DOY 1.
Rs | solar irradiance (shortwave)
Rso | calculated clear-sky solar irradiance
Precip. | precipitation
INSTRUMENTATION | Not all instruments are listed - only those pertinent to weather data.
SWMRU research weather station
Datalogger | Campbell Scientific CR3000
Net radiation | REBS (Radiation & Energy Balance Systems) model Q*7.1
Solar irradiance | Eppley PSP Precision Pyranometers
Solar irradiance | Licor LI-200X pyranometer
Down welliing longwave radiation | Kipp & Zonen CG4
Tower Air Temperature/RH, 2-m height | Rotronic Hydroclip2 (HC2-S)
Tower Air Temperature/RH, 10-m height | Rotronic Hydroclip2 (HC2-S)
Tower wind speed and (direction), 2-m height | Met One 014A
Tower wind speed and (direction), 2-m height | RM Young model 03101
Tower wind speed and (direction), 10-m height | RM Young model 03101
Preciitation | Met One 385 C heated rain gage with 12" orifice. Precision is 0.20 mm.
Cotton Belt shelter: Air Temperature/RH | Campbell Scientific, Inc. model 207
Cotton Belt Shelter: Barometric pressure: | Apogee SB-100 (beginning in 2016)
CPRL National Weather Service weather station
Datalogger | Campbell Scientific CR3000
2-m wind speed | Met One 014 Mini
2-m wind speed | Gill Windsonic option 4
10-m wind speed | Met One 014 Mini
10-m wind direction | Met One 020C vane
Solar irradiance | Apogee SP-510
Solar irradiance | Licor LI-200X
Air temperature and relative humidity | Vaisala HMP 45 in cotton belt shelter
Barometric pressure | Apogee SB-100
Precipitation (since 2013) | Met One 385 C heated rain gage with 12" orifice. Precision is 0.20 mm.
Lysimeters
Datalogger | Campbell Scientific CR7X. This was changed to CR6 with CDM-A116 peripherals in SE lysimeter in 2015 and in NE and NW and SW in 2016
Net radiation | REBS (Radiation & Energy Balance Systems) Q*7.1
Solar irradiance & reflected shortwave | Kipp & Zonen CM14 Pyranometer (Albedometer)
Incoming & outgoing longwave radiation | Kipp & Zonen CG4 Pyrgeometers
Temperature & relative humidity | Rotronic HC2-S3
Wind speed | Windsonic Ultrasonic Wind Sensor (SDI)
LOCATION | Latitude | Longitude
SWMRU research weather station, 1170 m asl | 35.1867 | -102.0942
CPRL National Weather Service station, 1164 m asl | 35.1879 | -102.0799
NE lysimeter | 35.1882 | -102.0955
SE lysimeter | 35.1861 | -102.0955
NW lysimeter | 35.1882 | -102.0979
SW lysimeter | 35.1861 | -102.0979
Lysimeter field corners:
NE lysimeter field, NE corner | 35.1892 | -102.0944
NE lysimeter field, SE corner | 35.187 | -102.0945
NE lysimeter field, SW corner | 35.187 | -102.0967
NE lysimeter field, NW corner | 35.1892 | -102.0967
SE lysimeter field, NE corner | 35.187 | -102.0945
SE lysimeter field, SE corner | 35.1851 | -102.0945
SE lysimeter field, SW corner | 35.1851 | -102.0967
SE lysimeter field, NW corner | 35.187 | -102.0967
NW lysimeter field, NE corner | 35.1892 | -102.0967
NW lysimeter field, SE corner | 35.187 | -102.0967
NW lysimeter field, SW corner | 35.187 | -102.0991
NW lysimeter field, NW corner | 35.1892 | -102.0991
SW lysimeter field, NE corner | 35.187 | -102.0967
SW lysimeter field, SE corner | 35.1851 | -102.0967
SW lysimeter field, SW corner | 35.1851 | -102.0991
SW lysimeter field, NW corner | 35.187 | -102.0991

## Dic. 1992 E Wheat Daily WBal
Spreadsheet tab | Element or value display name | Description | Data type | Character length | Acceptable values | Required? | Accepts null value?
1992 E Wheat Daily WBal | Year | Year | year - yyyy | 4 |  | Yes | No
1992 E Wheat Daily WBal | Day of year | Serial day of year beginning with 1 on January 1. | integer | Up to 3 | 1 to 366 | Yes | No
1992 E Wheat Daily WBal | NE ET in mm | Evapotranspiration in mm measured using NE lysimeter | decimal |  |  | Yes | Yes, #N/A
1992 E Wheat Daily WBal | NE dew in mm | Dew in mm measured using NE lysimeter | decimal |  |  | Yes | Yes, #N/A
1992 E Wheat Daily WBal | NE precip in mm | Precipitation in mm measured using NE lysimeter | decimal |  |  | Yes | Yes, #N/A
1992 E Wheat Daily WBal | NE irrig. In mm | Irrigation in mm measured using NE lysimeter | decimal |  |  | Yes | Yes, #N/A
1992 E Wheat Daily WBal | NE CW adjust. In mm | Counterweight adjustment in equivalent mm measured using NE lysimeter | decimal |  |  | Yes | Yes, #N/A
1992 E Wheat Daily WBal | NE drainage in mm | Water drained from drainage tanks in mm measured using NE lysimeter | decimal |  |  | Yes | Yes, #N/A
1992 E Wheat Daily WBal | SE ET in mm | Evapotranspiration in mm measured using SE lysimeter | decimal |  |  | Yes | Yes, #N/A
1992 E Wheat Daily WBal | SE dew in mm | Dew in mm measured using SE lysimeter | decimal |  |  | Yes | Yes, #N/A
1992 E Wheat Daily WBal | SE precip in mm | Precipitation in mm measured using SE lysimeter | decimal |  |  | Yes | Yes, #N/A
1992 E Wheat Daily WBal | SE irrig. In mm | Irrigation in mm measured using SE lysimeter | decimal |  |  | Yes | Yes, #N/A
1992 E Wheat Daily WBal | SE CW adjust. In mm | Counterweight adjustment in equivalent mm measured using SE lysimeter | decimal |  |  | Yes | Yes, #N/A
1992 E Wheat Daily WBal | SE drainage in mm | Water drained from drainage tanks in mm measured using SE lysimeter | decimal |  |  | Yes | Yes, #N/A

## 1992 E Wheat Daily WBal
Year | Day of year | NE ET in mm | NE dew in mm | NE precip in mm | NE irrig. in mm | NE CW adjust. in mm | NE drainage in mm | SE ET in mm | SE dew in mm | SE precip in mm | SE irrig. in mm | SE CW adjust. in mm | SE drainage in mm
1992 | 1 | 1.4616 | 0.17226 | 0 | 0 | 0 | 0 | 1.498 | 0.24744 | 0 | 0 | 0 | 0
1992 | 2 | 1.4251 | 0.17226 | 0 | 0 | 0 | 0 | 1.4809 | 0.21551 | 0 | 0 | 0 | 0
1992 | 3 | 0.88479 | 0.11745 | 0 | 0 | 0 | 0 | 0.99243 | 0.33524 | 0 | 0 | 0 | 0
1992 | 4 | 1.245 | 0.35235 | 0 | 0 | 0 | 0 | 1.3596 | 0.42305 | 0 | 0 | 0 | 0
1992 | 5 | 1.7774 | 0.18009 | 0 | 0 | 0 | 0 | 1.9769 | 0.43103 | 0 | 0 | 0 | 0
1992 | 6 | 1.506 | 0.38367 | 1.0257 | 0 | 0 | 0 | 1.5299 | 0.23148 | 1.1255 | 0 | 0 | 0
1992 | 7 | 3.4165 | 0.35235 | 15.4094 | 0 | 0 | 0 | 3.1502 | 0.47892 | 15.1339 | 0 | 0 | 0
1992 | 8 | 1.6182 | 0.25056 | 0 | 0 | 0 | 0 | 1.6097 | 0.23946 | 0 | 0 | 0 | 0
1992 | 9 | 1.3598 | 0.32886 | 0 | 0 | 0 | 0 | 1.4767 | 0.41506 | 0 | 0 | 0 | 0
1992 | 10 | 1.0518 | 0.28971 | 0 | 0 | 0 | 0 | 1.1281 | 0.34323 | 0 | 0 | 0 | 0
1992 | 11 | 1.1849 | 0.57159 | 0.54027 | 0 | 0 | 0 | 1.1787 | 0.39112 | 0.49488 | 0 | 0 | 0
1992 | 12 | 2.4195 | 0.68904 | 0.0783 | 0 | 0 | 0 | 1.9316 | 0.3991 | 0.12771 | 0 | 0 | 0
1992 | 13 | 2.349 | 0.14094 | 3.6566 | 0 | 0 | 0 | 2.9959 | 0.27937 | 3.1369 | 0 | 0 | 0
1992 | 14 | 0.97875 | 0.21141 | 0 | 0 | 0 | 0 | 0.98977 | 0.2235 | 0 | 0 | 0 | 0
1992 | 15 | 1.8113 | 0.30537 | 1.6443 | 0 | 0 | 0 | 1.7693 | 0.3113 | 1.317 | 0 | 0 | 0
1992 | 16 | 1.5399 | 0.36801 | 0 | 0 | 0 | 0 | 1.1867 | 0.27937 | 0 | 0 | 0 | 0
1992 | 17 | 1.0101 | 0.16443 | 0 | 0 | 0 | 0 | 1.2053 | 0.23946 | 0.24744 | 0 | 0 | 0
1992 | 18 | 0.93438 | 0.05481 | 0 | 0 | 0 | 0 | 1.1547 | 0.42305 | 0 | 0 | 0 | 0
1992 | 19 | 1.245 | 0.16443 | 0 | 0 | 0 | 0 | 1.0829 | 0.23148 | 0 | 0 | 0 | 0
1992 | 20 | 1.0597 | 0.14094 | 0 | 0 | 0 | 0 | 0.98179 | 0.24744 | 0 | 0 | 0 | 0
1992 | 21 | 1.4277 | 0.28188 | 0 | 0 | 0 | 0 | 1.0776 | 0.24744 | 0 | 0 | 0 | 0
1992 | 22 | 2.1794 | 0.17226 | 0 | 0 | 0 | 0 | 2.0141 | 0.20753 | 0.07982 | 0 | 0 | 0
1992 | 23 | 1.4016 | 0.12528 | 0 | 0 | 0 | 0 | 1.7002 | 0.27937 | 0 | 0 | 0 | 0
1992 | 24 | 1.9157 | 0.16443 | 0 | 0 | 0 | 0 | 1.9423 | 0.18359 | 0 | 0 | 0 | 0
1992 | 25 | 1.8348 | 0.09396 | 0 | 0 | 0 | 0 | 2.1099 | 0.27139 | 0 | 0 | 0 | 0
1992 | 26 | 0.35757 | 0.18009 | 5.896 | 0 | 0 | 0 | 0.53213 | 0.13569 | 5.8348 | 0 | 0 | 0
1992 | 27 | 0.66477 | 0.02349 | 0.8613 | 0 | 0 | 0 | 0.82215 | 0.15166 | 0.65452 | 0 | 0 | 0
1992 | 28 | 0.73863 | 0.25839 | 0 | 0 | 0 | 0 | 0.86738 | 0.2235 | 0 | 0 | 0 | 0
1992 | 29 | 1.613 | 0.33669 | 0 | 0 | 0 | 0 | 1.9902 | 0.47094 | 0 | 0 | 0 | 0
1992 | 30 | 1.4439 | 0.1566 | 0 | 0 | 0 | -13.4284 | 1.9348 | 0.37515 | 0 | 0 | 0 | -17.4726
1992 | 31 | 2.5604 | 0.06264 | 0 | 0 | 0 | 0 | 2.525 | 0.16762 | 0 | 0 | 0 | 0
1992 | 32 | 1.6756 | 0.16443 | 0 | 0 | 0 | 0 | 1.6762 | 0.19955 | 0 | 0 | 0 | 0
1992 | 33 | 0.55854 | 0.10179 | 3.226 | 0 | 0 | 0 | 0.93788 | 0.27937 | 3.4482 | 0 | 0 | 0
1992 | 34 | 0.60291 | 0.06264 | 6.4363 | 0 | 0 | 0 | 1.0749 | 0.16762 | 6.7208 | 0 | 0 | 0
1992 | 35 | 1.5895 | 0.09396 | 1.9888 | 0 | 0 | 0 | 1.8199 | 0.33524 | 2.0594 | 0 | 0 | 0
1992 | 36 | 1.7278 | 0.24273 | 0 | 0 | 0 | 0 | 1.6682 | 0.25542 | 0 | 0 | 0 | 0
1992 | 37 | 2.0932 | 0.22707 | 0 | 0 | 0 | 0 | 2.211 | 0.33524 | 0 | 0 | 0 | 0
1992 | 38 | 1.7037 | 0.11745 | 0 | 0 | 0 | 0 | 1.755 | 0.19955 | 0 | 0 | 0 | 0
1992 | 39 | 2.0175 | 0.10962 | 0 | 0 | 0 | 0 | 2.062 | 0.1756 | 0 | 0 | 0 | 0
1992 | 40 | 1.9758 | 0.0783 | 0 | 0 | 0 | 0 | 2.1232 | 0.38314 | 0 | 0 | 0 | 0
1992 | 41 | 2.2263 | 0.17226 | 0 | 0 | 0 | 0 | 2.1352 | 0.27937 | 0 | 0 | 0 | 0
1992 | 42 | 2.5709 | #N/A | #N/A | 0 | 0 | 0 | 2.4345 | #N/A | #N/A | 0 | 0 | 0
1992 | 43 | 0.91611 | 0.42282 | 0 | 0 | 0 | 0 | 1.0217 | 0.51085 | 0 | 0 | 0 | 0
1992 | 44 | 2.3464 | 0.21924 | 0 | 0 | 0 | 0 | 2.2084 | 0.24744 | 0 | 0 | 0 | 0
1992 | 45 | 3.9959 | 0.05481 | 0 | 0 | 0 | 0 | 3.858 | 0.27937 | 0 | 0 | 0 | 0
1992 | 46 | 2.9023 | 0.03132 | 0 | 0 | 0 | 0 | 2.9134 | 0.2235 | 0 | 0 | 0 | 0
1992 | 47 | 4.1891 | 0.02349 | 0 | 0 | 0 | 0 | 4.1826 | 0.26341 | 0.12771 | 0 | 0 | 0
1992 | 48 | 4.0507 | 0.03132 | 0 | 0 | 0 | 0 | 3.8052 | 0.20753 | 0 | 0 | 0 | 0
1992 | 49 | 3.025 | 0.09396 | 0 | 0 | 0 | 0 | 2.8389 | 0.23946 | 0 | 0 | 0 | 0
1992 | 50 | 2.9884 | 0.03132 | 0 | 0 | 0 | 0 | 3.0332 | 0.27937 | 0 | 0 | 0 | 0
1992 | 51 | 3.654 | 0.0783 | 0 | 0 | 0 | 0 | 3.6478 | 0.40708 | 0 | 0 | 0 | 0
1992 | 52 | 3.6879 | 0.01566 | 0 | 0 | 0 | 0 | 3.4961 | 0.20753 | 0 | 0 | 0 | 0
1992 | 53 | 3.4609 | 0.10962 | 0 | 0 | 0 | 0 | 3.3844 | 0.24744 | 0 | 0 | 0 | 0
1992 | 54 | 2.6491 | 0.12528 | 6.0996 | 0 | 0 | 0 | 3.1502 | 0.55874 | 6.633 | 0 | 0 | 0
1992 | 55 | 2.2107 | 0.08613 | 1.6521 | 0 | 0 | 0 | 2.4771 | 0.35919 | 1.5246 | 0 | 0 | 0
1992 | 56 | 2.704 | 0.02349 | 0 | 0 | 0 | 0 | 2.7964 | 0.32726 | 0 | 0 | 0 | 0
1992 | 57 | 3.4321 | 0.12528 | 0 | 16.1455 | 0 | 0 | 3.4852 | 0.19955 | 0 | 17.5205 | 0 | 0
1992 | 58 | 4.2021 | 0.01566 | 0 | 0 | 0 | 0 | 4.0894 | 0.21551 | 0 | 0 | 0 | 0
1992 | 59 | 4.8102 | 0.06264 | 0 | 0 | 0 | 0 | 4.6189 | 0.27139 | 0 | 0 | 0 | 0
1992 | 60 | 5.0738 | 0.04698 | 0 | 0 | 0 | 0 | 4.9249 | 0.15964 | 0 | 0 | 0 | 0
1992 | 61 | 5.327 | 0.01566 | 0 | 0 | 0 | 0 | 5.3692 | 0.20753 | 0 | 0 | 0 | 0
1992 | 62 | 5.6219 | 0.04698 | 0 | 0 | 0 | 0 | 5.4357 | 0.21551 | 0 | 0 | 0 | 0
1992 | 63 | 1.8857 | 0.28971 | 18.5649 | 0 | 0 | 0 | 2.0022 | 0.32726 | 19.5798 | 0 | 0 | 0
1992 | 64 | 4.0168 | 0.14094 | 0 | 0 | 0 | 0 | 3.9298 | 0.1756 | 0 | 0 | 0 | 0
1992 | 65 | 4.3483 | 0.07047 | 0 | 0 | 0 | 0 | 4.2145 | 0.27139 | 0 | 0 | 0 | 0
1992 | 66 | 4.2778 | 0.08613 | 0 | 0 | 0 | 0 | 4.2837 | 0.34323 | 0 | 0 | 0 | 0
1992 | 67 | 6.7025 | 0.00783 | 0 | 0 | 0 | 0 | 6.9177 | 0.29533 | 0 | 0 | 0 | 0
1992 | 68 | 6.0134 | 0.02349 | 0 | 0 | 0 | 0 | 5.9732 | 0.23946 | 0 | 0 | 0 | 0
1992 | 69 | 4.2934 | 0.04698 | 0 | 0 | 0 | 0 | 4.148 | 0.11973 | 0 | 0 | 0 | 0
1992 | 70 | 2.4169 | 0.03132 | 0 | 0 | 0 | 0 | 2.4585 | 0.19157 | 0 | 0 | 0 | 0
1992 | 71 | 3.6984 | 0.07047 | 0 | 0 | 0 | 0 | 3.7569 | 0.29533 | 0 | 0 | 0 | 0
1992 | 72 | 4.283 | 0.03132 | 0 | 23.6075 | 0 | 0 | 4.2837 | 0.31928 | 0 | 0 | 0 | 0
1992 | 73 | 5.8829 | 0.06264 | 0 | 0 | 0 | 0 | 5.6193 | 0.3113 | 0 | 0 | 0 | 0
1992 | 74 | 4.5597 | 0.03132 | 0 | 0 | 0 | 0 | 4.4087 | 0.095784 | 0 | 0 | 0 | 0
1992 | 75 | 5.3453 | 0.09396 | 0 | 0 | 0 | 0 | 5.2415 | 0.34323 | 0 | 0 | 0 | 0
1992 | 76 | 5.8333 | 0.06264 | 0 | 22.1198 | 0 | 0 | 5.8535 | 0.25542 | 0 | 0 | 0 | 0
1992 | 77 | 6.5668 | 0.25839 | 0.33669 | 0 | 0 | 0 | 5.9865 | 0.42305 | 0.27937 | 0 | 0 | 0
1992 | 78 | 4.27 | 0.06264 | 0.61074 | 0 | 0 | -8.4799 | 4.0038 | 0.24744 | 0.63856 | 0 | 0 | 0
1992 | 79 | 3.9672 | 0.00783 | 0 | 33.0739 | 0 | 0 | 4.0362 | 0.16762 | 0 | 0 | 0 | 0
1992 | 80 | 5.0738 | 0.07047 | 0 | 0 | 0 | 0 | 4.7546 | 0.19157 | 0 | 0 | 0 | 0
1992 | 81 | 7.214 | 0.08613 | 0 | 0 | 0 | 0 | 6.2446 | 0.24744 | 0 | 0 | 0 | 0
1992 | 82 | 2.9441 | 0.04698 | 0 | 0 | 0 | 0 | 2.9933 | 0.26341 | 0 | 0 | 0 | 0
1992 | 83 | 5.207 | 0.05481 | 2.4195 | 24.2965 | 0 | 0 | 4.3475 | 0.047892 | 2.1791 | 0 | 0 | 0
1992 | 84 | 5.9952 | 0.1566 | 1.198 | 0 | 0 | 0 | 5.3852 | 0.11973 | 1.2452 | 0 | 0 | 0
1992 | 85 | 5.3061 | 0 | 0 | 0 | 0 | 0 | 5.1431 | 0.015964 | 0 | 0 | 0 | 0
1992 | 86 | 6.1961 | 0 | 1.4094 | 0 | 0 | 0 | 5.6326 | 0.11175 | 1.5325 | 0 | 0 | 0
1992 | 87 | 1.9053 | 0.04698 | 16.2551 | 0 | 0 | 0 | 1.8997 | 0.015964 | 16.858 | 0 | 0 | 0
1992 | 88 | 7.308 | 0.11745 | 0 | 0 | 0 | 0 | 6.7129 | 0.14368 | 0 | 0 | 0 | 0
1992 | 89 | 6.9583 | 0.01566 | 0 | 0 | 0 | 0 | 6.1541 | 0.047892 | 0 | 0 | 0 | 0
1992 | 90 | 4.5179 | 0.02349 | 0 | 0 | 0 | 0 | 4.6535 | 0.087802 | 0 | 0 | 0 | 0
1992 | 91 | 1.8792 | 0.01566 | 11.698 | 0 | 0 | 0 | 1.9054 | 0.071838 | 12.1406 | 0 | 0 | 0
1992 | 92 | 3.5183 | 0.06264 | 1.1902 | 0 | 0 | 0 | 3.8048 | 0.11973 | 1.1494 | 0 | 0 | 0
1992 | 93 | 4.5049 | 0.06264 | 0 | 0 | 0 | 0 | 4.2407 | 0.095784 | 0 | 0 | 0 | -9.5944
1992 | 94 | 5.3505 | 0.0783 | 0 | 0 | 0 | 0 | 5.449 | 0.15964 | 0 | 0 | 0 | 0
1992 | 95 | 6.692 | 0.00783 | 0 | 0 | 0 | 0 | 6.8406 | 0.063856 | 0 | 0 | 0 | 0
1992 | 96 | 6.2979 | 0.06264 | 0 | 0 | 0 | 0 | 6.0104 | 0.047892 | 0 | 0 | 0 | 0
1992 | 97 | 4.745 | 0.12528 | 0 | 27.1153 | 0 | 0 | 4.7333 | 0.15964 | 0 | 0 | 0 | 0
1992 | 98 | 7.6812 | 0.13311 | 0 | 0 | 0 | 0 | 6.0429 | 0.063856 | 0 | 0 | 0 | 0
1992 | 99 | 6.3162 | 0.1566 | 0 | 0 | 0 | 0 | 5.7816 | 0.072636 | 0 | 0 | 0 | 0
1992 | 100 | 7.1279 | 0 | 0 | 0 | 0 | 0 | 6.3044 | 0.0087802 | 0 | 0 | 0 | 0
1992 | 101 | 7.9005 | 0.03915 | 0 | 22.9341 | 0 | 0 | 6.7333 | 0.007982 | 0 | 0 | 0 | 0
1992 | 102 | 7.5847 | 0.01566 | 0 | 0 | 0 | 0 | 5.5581 | 0.038314 | 0 | 0 | 0 | 0
1992 | 103 | 2.6048 | 0.49329 | 0 | 0 | 0 | 0 | 2.5862 | 0.52761 | 0 | 0 | 0 | 0
1992 | 104 | 8.1876 | 0.03915 | 0 | 17.1868 | 0 | 0 | 5.6526 | 0.047892 | 0.071838 | 0 | 63.8975 | 0
1992 | 105 | 6.1335 | 0.04698 | 0.25056 | 0 | 0 | 0 | 5.2522 | 0.32726 | 0.24744 | 0 | 0 | 0
1992 | 106 | 6.8078 | 0.04698 | 3.2886 | 0 | 0 | 0 | 6.4678 | 0.19157 | 3.5839 | 0 | 0 | 0
1992 | 107 | 2.7823 | 0.10179 | 0.85347 | 0 | 0 | 0 | 3.1795 | 0.19157 | 1.0616 | 0 | 0 | 0
1992 | 108 | 4.4292 | 0.04698 | 0 | 0 | 0 | 0 | 4.736 | 0.16762 | 0 | 0 | 0 | 0
1992 | 109 | 8.0545 | 0.01566 | 5.7394 | 0 | 0 | 0 | 5.8641 | 0.047892 | 5.755 | 0 | 0 | 0
1992 | 110 | 5.7211 | 0.13311 | 1.5347 | 0 | 0 | 0 | 5.5901 | 0.07982 | 1.7002 | 0 | 0 | 0
1992 | 111 | 7.1566 | 0.06264 | 0 | 0 | 0 | 0 | 5.2867 | 0.10377 | 0 | 0 | 0 | 0
1992 | 112 | 6.1178 | 0.14877 | 3.4844 | 0 | 0 | 0 | 6.2073 | 0.10377 | 3.5759 | 0 | 0 | 0
1992 | 113 | 10.0929 | 0.02349 | 0 | 31.5549 | 0 | 0 | 6.5319 | 0.03991 | 0 | 0 | 0 | 0
1992 | 114 | 7.9892 | 0.04698 | 0 | 0 | 0 | 0 | 6.6589 | 0.007982 | 0 | 0 | 0 | 0
1992 | 115 | 8.4527 | 0.08613 | 0 | 0 | 0 | 0 | 5.8198 | 0.030332 | 0 | 0 | 0 | 0
1992 | 116 | 4.745 | 0.01566 | 0 | 0 | 0 | 0 | 3.958 | 0.015964 | 0 | 0 | 0 | 0
1992 | 117 | 5.8986 | 0.01566 | 0 | 0 | 0 | 0 | 4.6578 | 0 | 0 | 0 | 0 | 0
1992 | 118 | 8.6469 | 0.04698 | 0 | 0 | 0 | 0 | 5.4902 | 0.026341 | 0 | 0 | 0 | 0
1992 | 119 | 13.2327 | 0.03132 | 0 | 0 | 0 | 0 | 6.8291 | 0 | 0 | 0 | 0 | 0
1992 | 120 | 8.258 | 0.14877 | 0 | 0 | 0 | 0 | 5.933 | 0 | 0 | 0 | 0 | 0
1992 | 121 | 13.4989 | 0.04698 | 0 | 0 | 0 | 0 | 6.9787 | 0 | 0 | 0 | 39.9196 | 0
1992 | 122 | 13.4833 | 0.08613 | 0 | 26.2775 | 0 | 0 | 7.6045 | 0 | 0 | 0 | 0 | 0
1992 | 123 | 9.4613 | 0.08613 | 0.08613 | 0 | 0 | 0 | 5.0353 | 0 | 0 | 0 | 0 | 0
1992 | 124 | 3.7897 | 0.41499 | 0 | 0 | 0 | 0 | 3.4011 | 0.059067 | 0 | 0 | 0 | 0
1992 | 125 | 4.6458 | 0.33669 | 0 | 28.3524 | 0 | 0 | 4.1834 | 0.016762 | 0 | 0 | 0 | 0
1992 | 126 | 7.6082 | 0.04698 | 0 | 0 | 0 | 0 | 4.6131 | 0 | 0 | 0 | 0 | 0
1992 | 127 | 7.6134 | 0.14094 | 0 | 0 | 0 | 0 | 4.1325 | 0 | 0 | 0 | 0 | 0
1992 | 128 | 8.827 | 0.0783 | 0 | 21.6656 | 0 | 0 | 4.252 | 0 | 0 | 0 | 0 | 0
1992 | 129 | 9.7275 | 0.08613 | 0 | 0 | 0 | 0 | 4.0063 | 0 | 0 | 0 | 0 | 0
1992 | 130 | 8.7644 | 0.14094 | 2.9911 | 0 | 0 | 0 | 3.7654 | 0 | 2.9829 | 0 | 0 | 0
1992 | 131 | 10.2521 | 0.22707 | 0.0783 | 0 | 0 | 0 | 4.3534 | 0.027937 | 0.10536 | 0 | 0 | 0
1992 | 132 | 7.77 | 0.2349 | 0 | 0 | 0 | 0 | 3.6518 | 0 | 0 | 0 | 0 | 0
1992 | 133 | 9.6074 | 0 | 0 | 0 | 0 | 0 | 3.9671 | 0.007982 | 0 | 0 | 68.7218 | 0
1992 | 134 | 5.8072 | 0.04698 | 0 | 27.8748 | 0 | 0 | 2.8629 | 0.071838 | 0 | 0 | 0 | 0
1992 | 135 | 8.9523 | 0.07047 | 0 | 0 | 0 | 0 | 3.2114 | 0.015964 | 0 | 0 | 0 | 0
1992 | 136 | 6.6685 | 0.03132 | 2.9754 | 28.4777 | 0 | 0 | 4.5364 | 0.007982 | 3.5201 | 0 | 0 | 0
1992 | 137 | 8.5478 | 0.07047 | 0 | 0 | 0 | 0 | 2.9587 | 0 | 0 | 0 | 0 | 0
1992 | 138 | 6.5955 | 0.28188 | 0 | 0 | 0 | 0 | 2.3475 | 0.087802 | 0 | 0 | 0 | 0
1992 | 139 | 6.4232 | 0.14877 | 0 | 0 | 0 | 0 | 2.0528 | 0.01756 | 0 | 0 | 0 | 0
1992 | 140 | 4.3222 | 0.22707 | 0 | 27.9453 | 0 | 0 | 1.9226 | 0.051085 | 0 | 0 | 0 | 0
1992 | 141 | 4.8311 | 0.21141 | 16.6466 | 0 | 0 | 0 | 1.5592 | 0.12212 | 16.7766 | 0 | 0 | 0
1992 | 142 | 7.141 | 0.1566 | 0.27405 | 0 | 0 | 0 | 4.1107 | 0.007982 | 0.23148 | 0 | 0 | 0
1992 | 143 | 5.9351 | 0.24273 | 0 | 23.5057 | 0 | 0 | 2.3627 | 0.063856 | 0 | 0 | 0 | 0
1992 | 144 | 1.4512 | 0.21141 | 5.8882 | 0 | 0 | 0 | 1.3037 | 0.07982 | 5.8508 | 0 | 0 | 0
1992 | 145 | 3.3199 | 0.24273 | 9.3255 | 0 | 0 | 0 | 2.8522 | 0.047892 | 10.0174 | 0 | 0 | 0
1992 | 146 | 4.5336 | 0.10962 | 0 | 0 | 0 | 0 | 2.3281 | 0.087802 | 0 | 0 | 0 | 0
1992 | 147 | 3.5705 | 0.05481 | 3.6566 | 0 | 0 | 0 | 2.4505 | 0 | 3.4163 | 0 | 0 | 0
1992 | 148 | 3.7375 | 0.11745 | 33.8413 | 0 | 0 | 0 | 1.2824 | 0.087802 | 37.8347 | 0 | 0 | 0
1992 | 149 | 1.4955 | 0.13311 | 1.2058 | 0 | 0 | 0 | 1.6044 | 0.11973 | 1.2851 | 0 | 0 | 0
1992 | 150 | 3.2468 | 0.12528 | 0 | 0 | 0 | 0 | 2.3786 | 0.007982 | 0 | 0 | 0 | 0
1992 | 151 | 3.2468 | 0.25839 | 0.60291 | 0 | 0 | 0 | 1.7294 | 0.007982 | 0.67049 | 0 | 0 | 0
1992 | 152 | 4.5779 | 0.11745 | 13.5929 | 0 | 0 | 0 | 2.9161 | 0.063856 | 12.5637 | 0 | 0 | 0
1992 | 153 | 5.4784 | 0.21924 | 6.6398 | 0 | 0 | 0 | 3.2886 | 0.12771 | 7.2077 | 0 | 0 | 0
1992 | 154 | 3.9463 | 0.22707 | 1.9262 | 0 | 0 | 0 | 2.1152 | 0.063856 | 1.9875 | 0 | 0 | 0
1992 | 155 | 5.1704 | 0.18009 | 0 | 0 | 0 | 0 | 1.8438 | 0.13569 | 0 | 0 | 0 | 0
1992 | 156 | 5.4836 | 0.08613 | 0 | 0 | 0 | 0 | 1.3756 | 0.10377 | 0 | 0 | 0 | 0
1992 | 157 | 6.5876 | 0.22707 | 22.6992 | 0 | 0 | 0 | #N/A | #N/A | #N/A | #N/A | 0 | 0
1992 | 158 | 5.4758 | 0.10962 | 0.0783 | 0 | 0 | 0 | 1.6603 | 0.03991 | 0 | 0 | 0 | 0
1992 | 159 | 2.6178 | 0.3132 | 0 | 0 | 0 | 0 | 0.6492 | 0.27139 | 0 | 0 | 0 | 0
1992 | 160 | 5.5697 | 0.14094 | 0 | 0 | 0 | 0 | 1.5006 | 0.19157 | 0 | 0 | 0 | 0
1992 | 161 | 3.8119 | 0.14094 | 0 | 0 | 0 | 0 | 0.9464 | 0.07982 | 0 | 0 | 0 | 0
1992 | 162 | 4.1586 | 0.0783 | 0 | 0 | 0 | 0 | 1.1023 | 0.095784 | 0 | 0 | 0 | 0
1992 | 163 | 3.1268 | 0.21141 | 59.2574 | 0 | 0 | 0 | 1.5671 | 0.063856 | 56.1693 | 0 | 0 | 0
1992 | 164 | 4.3874 | 0.11745 | 1.7383 | 0 | 0 | 0 | 2.9267 | 0.031928 | 1.7161 | 0 | 0 | 0
1992 | 165 | 3.6592 | 0.24273 | 0 | 0 | 0 | 0 | 1.5485 | 0.21551 | 0 | 0 | 0 | 0
1992 | 166 | 5.173 | 0.18792 | 0 | 0 | 0 | 0 | 1.9742 | 0.20753 | 0 | 0 | 0 | 0
1992 | 167 | 4.2073 | 0.04698 | 0 | 0 | 0 | 0 | 1.5033 | 0.031928 | 0 | 0 | 0 | 0
1992 | 168 | 4.3483 | 0.01566 | 0.0783 | 0 | 0 | 0 | 1.5645 | 0.007982 | 0 | 0 | 0 | 0
1992 | 169 | 2.8762 | 0.07047 | 0 | 0 | 0 | 0 | 1.1015 | 0.015964 | 0 | 0 | 0 | 0
1992 | 170 | 2.7379 | 0.0783 | 16.5683 | 0 | 0 | 0 | 1.7913 | 0.023946 | 17.3768 | 0 | 0 | 0
1992 | 171 | 4.3169 | 0.14094 | 0 | 0 | 0 | 0 | 2.5675 | 0.015964 | 0 | 0 | 0 | 0
1992 | 172 | 1.1171 | 0.14094 | 8.981 | 0 | 0 | 0 | 0.76095 | 0.087802 | 9.1474 | 0 | 0 | 0
1992 | 173 | 3.3121 | 0.18792 | 23.6075 | 0 | 0 | 0 | 2.3467 | 0.03991 | 25.1593 | 0 | 0 | 0
1992 | 174 | 3.6305 | 0.1566 | 8.8087 | 0 | 0 | 0 | 2.7431 | 0.015964 | 9.1873 | 0 | 0 | 0
1992 | 175 | 1.9627 | 0.27405 | 0 | 0 | 0 | 0 | 1.6363 | 0.047892 | 0 | 0 | 0 | 0
1992 | 176 | 2.1167 | 0.17226 | 0 | 0 | 0 | 0 | 1.6363 | 0.055874 | 0 | 0 | 0 | 0
1992 | 177 | 1.4433 | 0.13311 | 0 | 0 | 0 | 0 | 1.3889 | 0.031928 | 0 | 0 | 0 | 0
1992 | 178 | 2.7483 | #N/A | #N/A | 0 | 0 | 0 | 2.1152 | #N/A | #N/A | 0 | 0 | 0
1992 | 179 | 3.4556 | 0.13311 | 1.7696 | 0 | 0 | 0 | 2.5915 | 0.095784 | 1.6044 | 0 | 0 | 0
1992 | 180 | 2.4534 | 0.14877 | 0 | 0 | 0 | 0 | 2.5117 | 0.095784 | 0 | 0 | 0 | 0
1992 | 181 | 2.4873 | 0.13311 | 0 | 0 | 0 | 0 | 1.647 | 0.063856 | 0 | 0 | 0 | 0
1992 | 182 | 3.0302 | 0.08613 | 0 | 0 | 0 | 0 | 1.7427 | 0.10377 | 0 | 0 | 0 | 0
1992 | 183 | 2.7823 | 0.00783 | 0 | 0 | 0 | 0 | 1.9556 | 0 | 0 | 0 | 0 | 0
1992 | 184 | 2.148 | 0.10179 | 0 | 0 | 0 | 0 | 1.5645 | 0 | 0 | 0 | 0 | 0
1992 | 185 | 1.0049 | 0.14877 | 0 | 0 | 0 | 0 | 0.67581 | 0.07982 | 0 | 0 | 0 | 0
1992 | 186 | 1.7826 | 0.18792 | 0 | 0 | 0 | 0 | 1.3729 | 0.19157 | 0 | 0 | 0 | 0
1992 | 187 | 1.6678 | 0.0783 | 0 | 0 | 0 | 0 | 1.3011 | 0.007982 | 0 | 0 | 0 | 0
1992 | 188 | 1.7618 | 0.25056 | 0 | 0 | 0 | 0 | 1.4048 | 0.015964 | 0 | 0 | 0 | 0
1992 | 189 | 1.7774 | 0.2349 | 0 | 0 | 0 | 0 | #N/A | 0.15166 | 0.47892 | 0 | 0 | 0
1992 | 190 | 1.5399 | 0.32103 | 0 | 0 | 0 | 0 | 1.0616 | 0.031928 | 0 | 0 | 0 | 0
1992 | 191 | 1.1223 | 0.0783 | 30.9911 | 0 | 0 | 0 | 0.80006 | 0.015964 | 31.8641 | 0 | 0 | 0
1992 | 192 | 5.5619 | 0.03132 | 7.7126 | 0 | 0 | 0 | 2.8097 | 0.031928 | 7.535 | 0 | 0 | 0
1992 | 193 | 6.4832 | 0.01566 | 0.32886 | 0 | 0 | 0 | 3.1635 | 0 | 0.19955 | 0 | 0 | 0
1992 | 194 | 4.6615 | 0.04698 | 0 | 0 | 0 | 0 | 2.3015 | 0 | 0 | 0 | 0 | 0
1992 | 195 | 2.8488 | 0.16443 | 0 | 0 | 0 | -15.5347 | 1.5804 | 0.031928 | 0 | 0 | 0 | 0
1992 | 196 | 1.7869 | 0 | 0.08613 | 0 | 0 | 0 | 1.3906 | 0.023946 | 0.11175 | 0 | 0 | 0
1992 | 197 | 1.5112 | 0.06264 | 0 | 0 | 0 | 0 | 1.5964 | 0.087802 | 0 | 0 | 0 | 0
1992 | 198 | 1.1089 | 0.1566 | 0 | 0 | 0 | 0 | 1.0989 | 0.07982 | 0 | 0 | 0 | 0
1992 | 199 | 1.2711 | 0.03132 | 3.5705 | 0 | 0 | 0 | 1.1654 | 0.007982 | 4.2464 | 0 | 0 | 0
1992 | 200 | 2.563 | 0.09396 | 0 | 0 | 0 | 0 | 2.4558 | 0.03991 | 0 | 0 | 0 | 0
1992 | 201 | 1.3964 | 0.14094 | 0 | 0 | 0 | 0 | 1.3835 | 0.055874 | 0 | 0 | 0 | 0
1992 | 202 | 1.2786 | 0.11745 | 0.0783 | 0 | 0 | 0 | 0.96848 | 0.007982 | 0 | 0 | 0 | 0
1992 | 203 | 1.0979 | 0.25056 | 0 | 0 | 0 | 0 | 0.98365 | 0.007982 | 0 | 0 | 0 | 0
1992 | 204 | 1.2528 | 0.25839 | 0 | 0 | 0 | 0 | 1.0244 | 0.007982 | 0 | 0 | 0 | 0
1992 | 205 | 1.0832 | 0.28971 | 0 | 0 | 0 | 0 | 0.87004 | 0 | 0 | 0 | 0 | 0
1992 | 206 | 1.1432 | 0.21924 | 0 | 0 | 0 | 0 | 0.84343 | 0 | 0 | 0 | 0 | 0
1992 | 207 | 1.2554 | 0.25056 | 0 | 0 | 0 | 0 | 0.84077 | 0 | 0 | 0 | 0 | 0
1992 | 208 | 0.75429 | 0.12528 | 29.9263 | 0 | 0 | 0 | 0.54278 | 0.03991 | 32.1834 | 0 | 0 | 0
1992 | 209 | 4.3561 | 0 | 0.13311 | 0 | 0 | 0 | 2.3813 | 0.007982 | 0.14368 | 0 | 0 | 0
1992 | 210 | 4.3523 | 0.0783 | 0 | 0 | 0 | -15.9027 | 1.7534 | 0.11175 | 0 | 0 | 0 | 0
1992 | 211 | 2.9102 | 0.08613 | 0 | 0 | 0 | 0 | 1.8332 | 0.007982 | 0 | 0 | 0 | 0
1992 | 212 | 1.9027 | 0.09396 | 0 | 0 | 0 | 0 | 1.5219 | 0.015964 | 0 | 0 | 0 | 0
1992 | 213 | 1.245 | 0.07047 | 0 | 0 | 0 | 0 | 1.1015 | 0.007982 | 0 | 0 | 0 | 0
1992 | 214 | 1.5425 | 0.27405 | 0 | 0 | 0 | 0 | 1.0483 | 0 | 0 | 0 | 0 | 0
1992 | 215 | 1.5425 | 0.05481 | 0 | 0 | 0 | 0 | 1.0643 | 0 | 0 | 0 | 0 | 0
1992 | 216 | 1.4846 | 0.06264 | 0 | 0 | 0 | 0 | 1.1441 | 0 | 0 | 0 | 0 | 0
1992 | 217 | 1.9899 | 0.11745 | 0.68904 | 0 | 0 | 0 | 0.94454 | 0.015964 | 0 | 0 | 0 | 0
1992 | 218 | 2.6622 | 0.09396 | 6.5459 | 0 | 0 | 0 | 0.75563 | 0 | 4.9648 | 0 | 0 | 0
1992 | 219 | 3.9515 | 0 | 0.75168 | 0 | 0 | 0 | 2.8815 | 0 | 0.28735 | 0 | 0 | 0
1992 | 220 | 2.6361 | 0.20358 | 0 | 0 | 0 | 0 | 1.341 | 0.007982 | 0 | 0 | 0 | 0
1992 | 221 | 2.041 | 0.24273 | 0 | 0 | 0 | 0 | 1.0589 | 0 | 0 | 0 | 0 | 0
1992 | 222 | 2.135 | 0.19575 | 0 | 0 | 0 | 0 | 0.93655 | 0 | 0 | 0 | 0 | 0
1992 | 223 | 4.1081 | 0.04698 | 4.7763 | 0 | 0 | 0 | 1.3197 | 0.007982 | 3.8633 | 0 | 0 | 0
1992 | 224 | 3.4636 | 0.00783 | 0 | 0 | 0 | -11.1264 | 1.9716 | 0.015964 | 0 | 0 | 0 | 0
1992 | 225 | 2.1611 | 0.02349 | 0 | 0 | 0 | 0 | 1.0583 | 0.015964 | 0 | 0 | 0 | 0
1992 | 226 | 1.6104 | 0.11745 | 0 | 0 | 0 | 0 | 0.73009 | 0.007982 | 0 | 0 | 0 | 0
1992 | 227 | 1.2883 | 0.38367 | 0 | 0 | 0 | 0 | 0.7386 | 0.015964 | 0 | 0 | 0 | 0
1992 | 228 | 0.57694 | 0.25056 | 0 | 0 | 0 | 0 | 0.37515 | 0.007982 | 0 | 0 | 0 | 0
1992 | 229 | 1.472 | 0.30537 | 9.5213 | 0 | 0 | 0 | 0.94454 | 0.031928 | 9.291 | 0 | 0 | 0
1992 | 230 | 5.5958 | 0.0783 | 19.8177 | 0 | 0 | 0 | 2.7219 | 0.023946 | 17.6083 | 0 | 0 | 0
1992 | 231 | 4.544 | 0.03915 | 13.632 | 0 | 0 | 0 | 2.3228 | 0 | 13.1863 | 0 | 0 | 0
1992 | 232 | 2.5448 | 0.01566 | 0 | 0 | 0 | 0 | 0.69443 | 0.023946 | 0 | 0 | 0 | 0
1992 | 233 | 2.8345 | 0.21141 | 0 | 0 | 0 | 0 | 0.99509 | 0.071838 | 0 | 0 | 0 | 0
1992 | 234 | 3.4348 | 0.21141 | 0 | 0 | 0 | 0 | 1.3623 | 0 | 0 | 0 | 0 | 0
1992 | 235 | 3.1372 | 0.09396 | 0 | 0 | 0 | 0 | 1.6523 | 0 | 0 | 0 | 0 | 0
1992 | 236 | 2.9102 | 0.30537 | 0 | 0 | 0 | 0 | 1.3889 | 0 | 0 | 0 | 0 | 0
1992 | 237 | 2.8031 | 0.35235 | 14.6969 | 0 | 0 | 0 | 1.1042 | 0 | 14.7268 | 0 | 0 | 0
1992 | 238 | 4.5231 | 0 | 10.8837 | 0 | 0 | 0 | 2.2962 | 0 | 11.3743 | 0 | 0 | 0
1992 | 239 | 4.3718 | 0 | 18.8938 | 0 | 0 | 0 | 1.3357 | 0 | 19.6038 | 0 | 0 | 0
1992 | 240 | 4.7659 | 0.09396 | 3.3043 | 0 | 0 | 0 | 2.078 | 0.007982 | 3.4482 | 0 | 0 | 0
1992 | 241 | 4.9355 | 0.09396 | 0 | 0 | 0 | 0 | 1.5352 | 0.023946 | 0 | 0 | 0 | 0
1992 | 242 | 4.4918 | 0.10179 | 0 | 0 | 0 | 0 | 1.6603 | 0.015964 | 0 | 0 | 0 | 0
1992 | 243 | 3.4974 | 0.06264 | 0.13311 | 0 | 0 | 0 | 1.3915 | 0 | 0 | 0 | 0 | 0
1992 | 244 | 3.299 | 0.08613 | 4.0638 | 0 | 0 | 0 | 1.6032 | 0.031928 | 4.1506 | 0 | 0 | 0
1992 | 245 | 6.0187 | 0.16443 | 0.35235 | 0 | 0 | 0 | 1.9237 | 0.047892 | 0 | 0 | 0 | 0
1992 | 246 | 5.1977 | 0.0783 | 0 | 0 | 0 | -9.4743 | 1.8332 | 0.047892 | 0 | 0 | 0 | 0
1992 | 247 | 3.6182 | 0.09396 | 0 | 0 | 0 | 0 | 1.8162 | 0 | 0 | 0 | 0 | 0
1992 | 248 | 2.4717 | 0.26622 | 1.0179 | 0 | 0 | 0 | 1.8081 | 0.087802 | 0 | 0 | 0 | 0
1992 | 249 | 1.5608 | 0.14094 | 0 | 0 | 0 | 0 | 1.937 | 0 | 0 | 0 | 0 | 0
1992 | 250 | 0.92916 | 0.28971 | 0 | 0 | 0 | 0 | 1.7454 | 0.015964 | 0 | 0 | 0 | 0
1992 | 251 | 1.4747 | 0.37584 | 0 | 0 | 0 | 0 | 1.9476 | 0 | 0 | 0 | 0 | 0
1992 | 252 | #N/A | #N/A | #N/A | #N/A | #N/A | #N/A | #N/A | #N/A | #N/A | #N/A | 0 | 0
1992 | 253 | #N/A | #N/A | #N/A | #N/A | #N/A | #N/A | #N/A | #N/A | #N/A | #N/A | 0 | 0
1992 | 254 | 0.88218 | 0.03132 | 0 | 0 | 0 | 0 | 1.3756 | 0 | 0 | 0 | 0 | 0
1992 | 255 | 0.74385 | 0.17226 | 0 | 0 | 0 | 0 | 1.3705 | 0 | 0 | 0 | 0 | 0
1992 | 256 | 1.2241 | 0.3915 | 0 | 0 | 0 | 0 | 1.3809 | 0.03991 | 0 | 0 | 0 | 0
1992 | 257 | 0.96831 | 0.32886 | 0 | 0 | 0 | 0 | 1.1361 | 0.015964 | 0 | 0 | 0 | 0
1992 | 258 | 0.77517 | 0.27405 | 0 | 0 | 0 | 0 | 0.886 | 0.031928 | 0 | 0 | 0 | 0
1992 | 259 | 0.69061 | 0.18792 | 4.3848 | 0 | 0 | 0 | 0.76627 | 0.047892 | 4.2065 | 0 | 0 | 0
1992 | 260 | 2.9885 | 0.04698 | 1.3076 | 0 | 0 | 0 | 2.2057 | 0 | 1.2292 | 0 | 0 | 0
1992 | 261 | 1.3181 | 0.06264 | 0 | 0 | 0 | 0 | 1.2425 | 0 | 0 | 0 | 0 | 0
1992 | 262 | 1.305 | 0.3915 | 0.28971 | 0 | 0 | 0 | 1.0483 | 0.007982 | 0 | 0 | 0 | 0
1992 | 263 | 0.40977 | 0.43065 | 0 | 0 | 0 | 0 | 0.52415 | 0.031928 | 0 | 0 | 0 | 0
1992 | 264 | 1.3311 | 0.41499 | 0 | 0 | 0 | 0 | 0.7849 | 0.047892 | 0 | 0 | 0 | 0
1992 | 265 | 0.66294 | 0.11745 | 0 | 0 | 0 | 0 | 0.94188 | 0.063856 | 0 | 0 | 0 | 0
1992 | 266 | 0.62901 | 0.18009 | 0 | 0 | 0 | 0 | 0.67049 | 0.047892 | 0 | 0 | 0 | 0
1992 | 267 | 2.9519 | 0.3132 | 0 | 0 | 0 | 0 | 0.77691 | 0.07982 | 0 | 0 | 0 | 0
1992 | 268 | 0.61596 | 0.2349 | 0 | 0 | 0 | 0 | 0.77691 | 0.10377 | 0 | 0 | 0 | 0
1992 | 269 | 0.83481 | 0.58725 | 0 | 0 | 0 | 0 | 0.80884 | 0.1756 | 0 | 0 | 0 | 0
1992 | 270 | 0.3132 | 0.03132 | 0 | 0 | 0 | 0 | 0.71572 | 0.023946 | 0 | 0 | 0 | 0
1992 | 271 | 0.4176 | 0.32886 | 0 | 0 | 0 | 0 | 0.68379 | 0.12771 | 0 | 0 | 0 | 0
1992 | 272 | 0.44187 | 0.0783 | 0 | 0 | 0 | -19.99 | 0.51351 | 0.063856 | 0 | 0 | 0 | 0
1992 | 273 | 0.60552 | 0.26622 | 0 | 0 | 0 | 0 | 0.65985 | 0.11175 | 0 | 0 | 0 | 0
1992 | 274 | 0.72558 | 0.22707 | 0 | 0 | 0 | 0 | 0.59599 | 0.10377 | 0 | 0 | 0 | 0
1992 | 275 | 0.77778 | 0.43065 | 0 | 0 | 0 | 0 | 0.61727 | 0.095784 | 0 | 0 | 0 | 0
1992 | 276 | 0.65772 | 0.27405 | 0 | 0 | 0 | 0 | 0.61727 | 0.087802 | 0 | 0 | 0 | 0
1992 | 277 | 0.60813 | 0.27405 | 0 | 0 | 0 | 0 | 0.64654 | 0.11175 | 0 | 0 | 0 | 0
1992 | 278 | 0.64728 | 0.32103 | 0 | 0 | 0 | 0 | 0.68379 | 0.087802 | 0 | 0 | 0 | 0
1992 | 279 | 0.55371 | 0.32103 | 0 | 0 | 0 | 0 | 0.64548 | 0.15166 | 0 | 0 | 0 | 0
1992 | 280 | 0.522 | 0.41499 | 0 | 0 | 0 | 0 | 0.59067 | 0.11973 | 0 | 0 | 0 | 0
1992 | 281 | 4.3326 | 0.18009 | 9.2316 | 0 | 0 | 0 | 2.3946 | 0.007982 | 8.4849 | 0 | 0 | 0
1992 | 282 | 1.6182 | 0.20358 | 0 | 0 | 0 | 0 | 1.0989 | 0 | 0 | 0 | 0 | 0
1992 | 283 | 1.4825 | 0.33669 | 0 | 0 | 0 | 0 | 1.0377 | 0.07982 | 0 | 0 | 0 | 0
1992 | 284 | 0.72297 | 0.02349 | 0 | 0 | 0 | 0 | 0.63058 | 0.023946 | 0 | 0 | 0 | 0
1992 | 285 | 0.97353 | 0.37584 | 0 | 0 | 0 | 0 | 0.69443 | 0.047892 | 0 | 0 | 0 | 0
1992 | 286 | 0.58986 | 0.08613 | 0 | 0 | 0 | 0 | 0.70774 | 0.063856 | 0 | 0 | 0 | 0
1992 | 287 | 0.92655 | 0.45414 | 0 | 0 | 0 | 0 | 0.83891 | 0.071838 | 0 | 0 | 0 | 0
1992 | 288 | 1.0326 | 0.44631 | 0 | 0 | 0 | 0 | 0.5481 | 0.087802 | 0 | 0 | 0 | 0
1992 | 289 | 0.63684 | 0.22707 | 0 | 0 | 0 | 0 | 0.61727 | 0.095784 | 0 | 0 | 0 | 0
1992 | 290 | 0.47502 | 0.28188 | 0 | 0 | 0 | 0 | 0.47626 | 0.12771 | 0 | 0 | 0 | 0
1992 | 291 | 0.58986 | 0.32103 | 0 | 0 | 0 | 0 | 0.42837 | 0.095784 | 0 | 0 | 0 | 0
1992 | 292 | 0.21924 | 0.32103 | 0 | 0 | 0 | 0 | 0.38048 | 0.095784 | 0 | 0 | 0 | 0
1992 | 293 | 0.94221 | 0.48546 | 0 | 0 | 0 | 0 | 0.36983 | 0.15166 | 0 | 0 | 0 | 0
1992 | 294 | 0.45192 | 0.36018 | 0 | 0 | 0 | 0 | 0.37715 | 0.063856 | 0 | 0 | 0 | 0
1992 | 295 | 0.7077 | 0.50895 | 0.36801 | 0 | 0 | 0 | 0.51777 | 0.2235 | 0.2235 | 0 | 0 | 0
1992 | 296 | 0.75781 | 0.50112 | 0 | 0 | 0 | 0 | 0.42105 | 0.11973 | 0 | 0 | 0 | 0
1992 | 297 | 0.62379 | 0.34452 | 0 | 0 | 0 | 0 | 0.3113 | 0.063856 | 0 | 0 | 0 | 0
1992 | 298 | 0.38367 | 0.25056 | 0 | 0 | 0 | 0 | 0.19955 | 0.007982 | 0 | 0 | 0 | 0
1992 | 299 | 0.70209 | 0.64206 | 0 | 0 | 0 | 0 | 0.41772 | 0.047892 | 0 | 0 | 0 | 0
1992 | 300 | 1.5921 | 0.10179 | 1.6834 | 0 | 0 | 0 | 1.2212 | 0.087802 | 1.4447 | 0 | 0 | 0
1992 | 301 | 0.74907 | 0.30537 | 0 | 0 | 0 | 0 | 0.56406 | 0.055874 | 0 | 0 | 0 | 0
1992 | 302 | 0.61857 | 0.46197 | 0 | 0 | 0 | 0 | 0.42571 | 0.12771 | 0 | 0 | 0 | 0
1992 | 303 | 0.32364 | 0.20358 | 0 | 0 | 0 | 0 | 0.26873 | 0.007982 | 0 | 0 | 0 | 0
1992 | 304 | 0.59508 | 0.48546 | 0 | 0 | 0 | 0 | 0.40176 | 0.10377 | 0 | 0 | 0 | 0
1992 | 305 | 0.74124 | 0.57159 | 0 | 0 | 0 | 0 | 0.5481 | 0.28735 | 0 | 0 | 0 | 0
1992 | 306 | 0.96309 | 0.45414 | 0 | 0 | 0 | 0 | 0.87802 | 0.3113 | 0 | 0 | 0 | 0
1992 | 307 | 0.90045 | 0.41499 | 1.6913 | 0 | 0 | 0 | 0.54544 | 0.11973 | 1.4288 | 0 | 0 | 0
1992 | 308 | 1.8949 | 0.10962 | 0.90045 | 0 | 0 | 0 | 1.7135 | 0 | 0.90995 | 0 | 0 | 0
1992 | 309 | 0.60813 | 0.14094 | 0 | 0 | 0 | 0 | 0.44965 | 0.015964 | 0 | 0 | 0 | 0
1992 | 310 | 0.55071 | 0.30537 | 0 | 0 | 0 | 0 | 0.44965 | 0.10377 | 0 | 0 | 0 | 0
1992 | 311 | 0.5481 | 0.28188 | 0 | 0 | 0 | 0 | 0.44433 | 0.13569 | 0 | 0 | 0 | 0
1992 | 312 | 0.53766 | 0.3915 | 0 | 0 | 0 | 0 | 0.47626 | 0.12771 | 0 | 0 | 0 | 0
1992 | 313 | 0.94482 | 0.67338 | 0 | 0 | 0 | 0 | 0.4736 | 0.12771 | 0 | 0 | 0 | 0
1992 | 314 | 0.69726 | 0.42282 | 0 | 0 | 0 | 0 | 0.51963 | 0.1756 | 0 | 0 | 0 | 0
1992 | 315 | 0.26883 | 0.20358 | 0 | 0 | 0 | 0 | 0.36983 | 0.12771 | 0 | 0 | 0 | 0
1992 | 316 | 0.58986 | 0.92394 | 0 | 0 | 0 | 0 | 0.51883 | 0.6226 | 0 | 0 | 0 | 0
1992 | 317 | 0.95004 | 0.44631 | 0 | 0 | 0 | 0 | 0.56938 | 0.087802 | 0 | 0 | 0 | 0
1992 | 318 | 0.45936 | 0.21924 | 0 | 0 | 0 | 0 | 0.38048 | 0.15964 | 0 | 0 | 0 | 0
1992 | 319 | 0.3915 | 0.16443 | 0 | 0 | 0 | 0 | 0.39644 | 0.12771 | 0 | 0 | 0 | 0
1992 | 320 | 0.52983 | 0.3915 | 0 | 0 | 0 | 0 | 0.40708 | 0.13569 | 0 | 0 | 0 | 0
1992 | 321 | 0.55593 | 0.43065 | 0 | 0 | 0 | 0 | 0.43103 | 0.15964 | 0 | 0 | 0 | 0
1992 | 322 | 0.50112 | 0.37584 | 0 | 0 | 0 | 0 | 0.3113 | 0.15166 | 0 | 0 | 0 | 0
1992 | 323 | 0.14094 | 0.41499 | 2.0436 | 0 | 0 | 0 | 0.063856 | 0.47892 | 2.0753 | 0 | 0 | 0
1992 | 324 | 0.79344 | 0.04698 | 0 | 0 | 0 | 0 | 0.87004 | 0 | 0 | 0 | 0 | 0
1992 | 325 | 0.56089 | 0.41499 | 0 | 0 | 0 | 0 | 0.46296 | 0.21551 | 0 | 0 | 0 | 0
1992 | 326 | #N/A | #N/A | #N/A | #N/A | #N/A | #N/A | 0.3858 | #N/A | #N/A | 0 | 0 | 0
1992 | 327 | 1.506 | #N/A | #N/A | 0 | 0 | 0 | 1.7401 | 0.19157 | 0 | 0 | 0 | 0
1992 | 328 | 1.4694 | 0.35235 | 0 | 0 | 0 | 0 | 1.7906 | 0.13569 | 0 | 0 | 0 | 0
1992 | 329 | #N/A | #N/A | #N/A | #N/A | #N/A | #N/A | #N/A | #N/A | #N/A | #N/A | 0 | 0
1992 | 330 | #N/A | #N/A | #N/A | #N/A | #N/A | #N/A | #N/A | #N/A | #N/A | #N/A | 0 | 0
1992 | 331 | 1.519 | 0.8613 | 0 | 0 | 0 | 0 | 1.3649 | 0.6226 | 0 | 0 | 0 | 0
1992 | 332 | 1.6391 | 0.05481 | 0.7047 | 0 | 0 | 0 | 1.8146 | 0.11175 | 1.2292 | 0 | 0 | 0
1992 | 333 | 1.1667 | 0.00783 | 1.3937 | 0 | 0 | 0 | 2.0221 | 0.11973 | 2.203 | 0 | 0 | 0
1992 | 334 | 1.5269 | 0.03132 | 2.3333 | 0 | 0 | 0 | 3.1263 | 0.23148 | 4.3901 | 0 | 0 | 0
1992 | 335 | 1.6678 | 0.10962 | 1.2998 | 0 | 0 | 0 | 3.3524 | 0.031928 | 2.0753 | 0 | 0 | 0
1992 | 336 | 1.8348 | 0.10962 | 0.38367 | 0 | 0 | 0 | 2.5409 | 0.071838 | 0.83811 | 0 | 0 | 0
1992 | 337 | 1.5921 | 0.29754 | 0 | 0 | 0 | 0 | 2.7698 | 0.031928 | 0 | 0 | 0 | 0
1992 | 338 | 1.8035 | 0.5481 | 0 | 0 | 0 | 0 | 1.2133 | 0 | 0 | 0 | 0 | 0
1992 | 339 | 1.8113 | 0.03915 | 7.7439 | 0 | 0 | 0 | 0.76361 | 0.095784 | 4.6695 | 0 | 0 | 0
1992 | 340 | #N/A | #N/A | #N/A | #N/A | #N/A | #N/A | #N/A | #N/A | #N/A | #N/A | 0 | 0
1992 | 341 | #N/A | #N/A | #N/A | #N/A | #N/A | #N/A | #N/A | #N/A | #N/A | #N/A | 0 | 0
1992 | 342 | 1.1876 | 0.98658 | 0 | 0 | 0 | 0 | #N/A | #N/A | #N/A | #N/A | 0 | 0
1992 | 343 | 1.5738 | 0.24273 | 1.7774 | 0 | 0 | 0 | #N/A | #N/A | #N/A | #N/A | 0 | 0
1992 | 344 | 1.3833 | 0.3915 | 0.20358 | 0 | 0 | 0 | 1.1068 | 0.03991 | 0.14368 | 0 | 0 | 0
1992 | 345 | 1.4564 | 0.0783 | 0 | 0 | 0 | 0 | 0.73168 | 0.095784 | 0 | 0 | 0 | 0
1992 | 346 | 2.3386 | 0.26622 | 0.38367 | 0 | 0 | 0 | 0.59067 | 0 | 0 | 0 | 0 | 0
1992 | 347 | 1.8479 | 0.17226 | 0.43848 | 0 | 0 | 0 | 1.1787 | 0 | 0 | 0 | 0 | 0
1992 | 348 | 1.9758 | 0.25056 | 1.9183 | 0 | 0 | 0 | 1.2479 | 0.047892 | 1.9875 | 0 | 0 | 0
1992 | 349 | #N/A | #N/A | #N/A | #N/A | #N/A | #N/A | 0.34323 | 0.23148 | 12.2923 | 0 | 0 | 0
1992 | 350 | 1.0022 | 0.57942 | 0 | 0 | 0 | 0 | 0.65186 | 0.35919 | 0 | 0 | 0 | 0
1992 | 351 | 0.46158 | 0.52461 | 0 | 0 | 0 | -9.9754 | 0.59333 | 0.83013 | 0 | 0 | 0 | 0
1992 | 352 | 1.4225 | 0.91611 | 0 | 0 | 0 | 0 | 1.4208 | 0.35121 | 0 | 0 | 0 | 0
1992 | 353 | 1.3729 | 0.28971 | 0 | 0 | 0 | 0 | 1.2452 | 0.007982 | 0 | 0 | 0 | 0
1992 | 354 | 0.78039 | 0.17226 | 0 | 0 | 0 | 0 | 0.49222 | 0.007982 | 0 | 0 | 0 | 0
1992 | 355 | 0.92133 | 0.22707 | 0 | 0 | 0 | 0 | 0.77425 | 0.023946 | 0 | 0 | 0 | 0
1992 | 356 | 1.4094 | 0.2349 | 0 | 0 | 0 | 0 | 0.71838 | 0 | 0 | 0 | 0 | 0
1992 | 357 | 0.88218 | 0.07047 | 0 | 0 | 0 | 0 | 0.59333 | 0.015964 | 0 | 0 | 0 | 0
1992 | 358 | 0.98658 | 0.10179 | 0 | 0 | 0 | 0 | 0.61461 | 0.023946 | 0 | 0 | 0 | 0
1992 | 359 | 1.4198 | 0.61074 | 0 | 0 | 0 | 0 | 0.70774 | 0.063856 | 0 | 0 | 0 | 0
1992 | 360 | 0.95526 | 0.22707 | 0 | 0 | 0 | 0 | 0.49488 | 0.063856 | 0 | 0 | 0 | 0
1992 | 361 | 0.80649 | 0.30537 | 0 | 0 | 0 | 0 | 0.46828 | 0 | 0 | 0 | 0 | 0
1992 | 362 | 1.0362 | 0.36801 | 0 | 0 | 0 | 0 | 0.42837 | 0 | 0 | 0 | 0 | 0
1992 | 363 | 0.57681 | 0.2349 | 0.13311 | 0 | 0 | 0 | 0.16496 | 0.047892 | 0 | 0 | 0 | 0
1992 | 364 | 0.58986 | 0.25056 | 0 | 0 | 0 | 0 | 0.22616 | 0.031928 | 0 | 0 | 0 | 0
1992 | 365 | 0.89262 | 0.30537 | 0.20358 | 0 | 0 | 0 | 0.55342 | 0.007982 | 0.21551 | 0 | 0 | 0
1992 | 366 | 0.59769 | 0.1566 | 0 | 0 | 0 | 0 | 0.65452 | 0.031928 | 0 | 0 | 0 | 0

## Dic. 1992 E Wheat 15-min WBal
Spreadsheet tab | Element or value display name | Description | Data type | Character length | Acceptable values | Required? | Accepts null value?
1992 E Wheat 15-min WBal | Year | Year | year - yyyy | 4 |  | Yes | No
1992 E Wheat 15-min WBal | Day of year | Serial day of year beginning with 1 on January 1. | integer | Up to 3 | 1 to 366 | Yes | No
1992 E Wheat 15-min WBal | NE dew/frost in mm | Dew and frost in mm measured using the NE lysimeter | decimal |  |  | Yes | Yes, #N/A
1992 E Wheat 15-min WBal | SE dew/frost in mm | Dew and frost in mm measured using the SE lysimeter | decimal |  |  | Yes | Yes, #N/A
1992 E Wheat 15-min WBal | NE precip. In mm | Precipitation in mm measured using NE lysimeter | decimal |  |  | Yes | Yes, #N/A
1992 E Wheat 15-min WBal | SE precip. In mm | Precipitation in mm measured using SE lysimeter | decimal |  |  | Yes | Yes, #N/A
1992 E Wheat 15-min WBal | NE irrig. In mm | Irrigation in mm measured using NE lysimeter | decimal |  |  | Yes | Yes, #N/A
1992 E Wheat 15-min WBal | SE irrig. in mm | Irrigation in mm measured using SE lysimeter | decimal |  |  | Yes | Yes, #N/A
1992 E Wheat 15-min WBal | NE ET in mm | Evapotranspiration in mm measured using NE lysimeter | decimal |  |  | Yes | Yes, #N/A
1992 E Wheat 15-min WBal | SE ET in mm | Evapotranspiration in mm measured using SE lysimeter | decimal |  |  | Yes | Yes, #N/A

## 1992 E Wheat 15-min WBal
Year | Decimal DOY | NE dew/frost in mm | SE dew/frost in mm | NE precip in mm | SE precip in mm | NE irrig. in mm | SE irrig. in mm | NE ET in mm | SE ET in mm
1992 | 1.0104 | 0.00783 | 0.015964 | 0 | 0 | 0 | 0 | -0.003915 | 0
1992 | 1.0208 | 0 | 0 | 0 | 0 | 0 | 0 | 0 | 0.003991
1992 | 1.0313 | 0 | 0 | 0 | 0 | 0 | 0 | -0.043065 | -0.023946
1992 | 1.0417 | 0 | 0 | 0 | 0 | 0 | 0 | 0.043065 | 0.031928
1992 | 1.0521 | 0 | 0 | 0 | 0 | 0 | 0 | 0.011745 | 0.011973
1992 | 1.0625 | 0 | 0.007982 | 0 | 0 | 0 | 0 | 0.019575 | 0.019955
1992 | 1.0729 | 0 | 0 | 0 | 0 | 0 | 0 | -0.019575 | -0.011973
1992 | 1.0833 | 0 | 0.007982 | 0 | 0 | 0 | 0 | 0.027405 | 0.027937
1992 | 1.0938 | 0 | 0 | 0 | 0 | 0 | 0 | 0.011745 | -0.007982
1992 | 1.1042 | 0 | 0.023946 | 0 | 0 | 0 | 0 | 0.011745 | 0.015964
1992 | 1.1146 | 0 | 0 | 0 | 0 | 0 | 0 | -0.003915 | 0.015964
1992 | 1.125 | 0 | 0 | 0 | 0 | 0 | 0 | 0.003915 | 0.019955
1992 | 1.1354 | 0 | 0 | 0 | 0 | 0 | 0 | 0 | -0.003991
1992 | 1.1458 | 0 | 0 | 0 | 0 | 0 | 0 | 0.003915 | -0.003991
1992 | 1.1563 | 0.03915 | 0 | 0 | 0 | 0 | 0 | 0 | -0.019955
1992 | 1.1667 | 0 | 0 | 0 | 0 | 0 | 0 | 0.035235 | 0.011973
1992 | 1.1771 | 0 | 0.03991 | 0 | 0 | 0 | 0 | -0.01566 | 0.015964
1992 | 1.1875 | 0 | 0 | 0 | 0 | 0 | 0 | 0.011745 | 0.019955
1992 | 1.1979 | 0 | 0 | 0 | 0 | 0 | 0 | -0.003915 | -0.007982
1992 | 1.2083 | 0 | 0 | 0 | 0 | 0 | 0 | -0.003915 | 0.003991
1992 | 1.2188 | 0 | 0 | 0 | 0 | 0 | 0 | -0.003915 | 0.019955
1992 | 1.2292 | 0.02349 | 0.023946 | 0 | 0 | 0 | 0 | -5.6843e-14 | 0.019955
1992 | 1.2396 | 0 | 0.015964 | 0 | 0 | 0 | 0 | 0.019575 | 0.027937
1992 | 1.25 | 0 | 0 | 0 | 0 | 0 | 0 | 0.019575 | -0.007982
1992 | 1.2604 | 0 | 0 | 0 | 0 | 0 | 0 | 0.01566 | 0.007982
1992 | 1.2708 | 0 | 0 | 0 | 0 | 0 | 0 | 0.035235 | 0.023946
1992 | 1.2813 | 0 | 0 | 0 | 0 | 0 | 0 | -0.011745 | 0.003991
1992 | 1.2917 | 0 | 0 | 0 | 0 | 0 | 0 | 0.00783 | 0.003991
1992 | 1.3021 | 0 | 0 | 0 | 0 | 0 | 0 | 0.011745 | 0
1992 | 1.3125 | 0 | 0 | 0 | 0 | 0 | 0 | -0.00783 | 0.015964
1992 | 1.3229 | 0 | 0 | 0 | 0 | 0 | 0 | 0.011745 | -0.003991
1992 | 1.3333 | 0 | 0 | 0 | 0 | 0 | 0 | 0.003915 | 0.011973
1992 | 1.3438 | 0 | 0 | 0 | 0 | 0 | 0 | 0.019575 | 0.019955
1992 | 1.3542 | 0 | 0 | 0 | 0 | 0 | 0 | 0.003915 | -0.003991
1992 | 1.3646 | 0 | 0 | 0 | 0 | 0 | 0 | 0.003915 | -0.007982
1992 | 1.375 | 0.00783 | 0 | 0 | 0 | 0 | 0 | -0.003915 | 0.035919
1992 | 1.3854 | 0.01566 | 0 | 0 | 0 | 0 | 0 | 0.003915 | -0.035919
1992 | 1.3958 | 0 | 0 | 0 | 0 | 0 | 0 | 0.00783 | 0.027937
1992 | 1.4063 | 0 | 0 | 0 | 0 | 0 | 0 | -0.00783 | 0.007982
1992 | 1.4167 | 0 | 0 | 0 | 0 | 0 | 0 | -0.011745 | -0.019955
1992 | 1.4271 | 0.03915 | 0.007982 | 0 | 0 | 0 | 0 | -0.011745 | 0.015964
1992 | 1.4375 | 0 | 0 | 0 | 0 | 0 | 0 | 0.035235 | 0.035919
1992 | 1.4479 | 0 | 0 | 0 | 0 | 0 | 0 | 0.019575 | 0.003991
1992 | 1.4583 | 0 | 0 | 0 | 0 | 0 | 0 | 0 | 0.019955
1992 | 1.4688 | 0 | 0.015964 | 0 | 0 | 0 | 0 | 0.00783 | 0.031928
1992 | 1.4792 | 0 | 0 | 0 | 0 | 0 | 0 | 0.05481 | 0.015964
1992 | 1.4896 | 0 | 0 | 0 | 0 | 0 | 0 | 0.06264 | 0.063856
1992 | 1.5 | 0 | 0 | 0 | 0 | 0 | 0 | 0.0783 | 0.059865
1992 | 1.5104 | 0 | 0 | 0 | 0 | 0 | 0 | 0.04698 | 0.03991
1992 | 1.5208 | 0 | 0 | 0 | 0 | 0 | 0 | 0.035235 | 0.003991
1992 | 1.5313 | 0 | 0 | 0 | 0 | 0 | 0 | 0.03915 | 0.015964
1992 | 1.5417 | 0 | 0 | 0 | 0 | 0 | 0 | 0.08613 | 0.095784
1992 | 1.5521 | 0 | 0 | 0 | 0 | 0 | 0 | 0.02349 | 0.03991
1992 | 1.5625 | 0 | 0 | 0 | 0 | 0 | 0 | 0.050895 | 0.059865
1992 | 1.5729 | 0 | 0 | 0 | 0 | 0 | 0 | 0.06264 | 0.059865
1992 | 1.5833 | 0 | 0 | 0 | 0 | 0 | 0 | 0.03915 | 0.003991
1992 | 1.5938 | 0 | 0 | 0 | 0 | 0 | 0 | 0.019575 | 0.047892
1992 | 1.6042 | 0 | 0 | 0 | 0 | 0 | 0 | 0.058725 | 0.099775
1992 | 1.6146 | 0 | 0 | 0 | 0 | 0 | 0 | 0.0783 | 0.063856
1992 | 1.625 | 0 | 0 | 0 | 0 | 0 | 0 | 0.043065 | 0.007982
1992 | 1.6354 | 0 | 0 | 0 | 0 | 0 | 0 | 0.027405 | 0.059865
1992 | 1.6458 | 0 | 0 | 0 | 0 | 0 | 0 | 0.058725 | 0.067847
1992 | 1.6563 | 0 | 0 | 0 | 0 | 0 | 0 | 0.050895 | 0.011973
1992 | 1.6667 | 0 | 0 | 0 | 0 | 0 | 0 | 0.043065 | 0.031928
1992 | 1.6771 | 0 | 0 | 0 | 0 | 0 | 0 | 0.050895 | 0.023946
1992 | 1.6875 | 0 | 0 | 0 | 0 | 0 | 0 | 0.02349 | 0.035919
1992 | 1.6979 | 0 | 0 | 0 | 0 | 0 | 0 | 0.035235 | 0.031928
1992 | 1.7083 | 0 | 0 | 0 | 0 | 0 | 0 | 0.035235 | 0.023946
1992 | 1.7188 | 0 | 0 | 0 | 0 | 0 | 0 | 0.03132 | 0.031928
1992 | 1.7292 | 0 | 0 | 0 | 0 | 0 | 0 | 0.011745 | 0
1992 | 1.7396 | 0 | 0.007982 | 0 | 0 | 0 | 0 | 0.011745 | 0.011973
1992 | 1.75 | 0 | 0.007982 | 0 | 0 | 0 | 0 | 0.00783 | -5.6843e-14
1992 | 1.7604 | 0 | 0 | 0 | 0 | 0 | 0 | 0 | 0.003991
1992 | 1.7708 | 0 | 0 | 0 | 0 | 0 | 0 | 0.003915 | 0.023946
1992 | 1.7813 | 0.00783 | 0.015964 | 0 | 0 | 0 | 0 | 0 | 0.003991
1992 | 1.7917 | 0.00783 | 0 | 0 | 0 | 0 | 0 | 0.003915 | 0
1992 | 1.8021 | 0 | 0 | 0 | 0 | 0 | 0 | 0.003915 | 0.003991
1992 | 1.8125 | 0 | 0 | 0 | 0 | 0 | 0 | 0 | -0.007982
1992 | 1.8229 | 0 | 0 | 0 | 0 | 0 | 0 | -0.003915 | 0.015964
1992 | 1.8333 | 0 | 0.031928 | 0 | 0 | 0 | 0 | -0.003915 | 0.031928
1992 | 1.8438 | 0.00783 | 0 | 0 | 0 | 0 | 0 | -0.003915 | -0.007982
1992 | 1.8542 | 0 | 0 | 0 | 0 | 0 | 0 | -0.00783 | 0.003991
1992 | 1.8646 | 0 | 0 | 0 | 0 | 0 | 0 | 0.03132 | -0.007982
1992 | 1.875 | 0 | 0 | 0 | 0 | 0 | 0 | 0.011745 | 0.007982
1992 | 1.8854 | 0 | 0 | 0 | 0 | 0 | 0 | -0.003915 | -0.003991
1992 | 1.8958 | 0.00783 | 0 | 0 | 0 | 0 | 0 | -0.003915 | 0.03991
1992 | 1.9063 | 0 | 0 | 0 | 0 | 0 | 0 | 0.00783 | -0.011973
1992 | 1.9167 | 0 | 0 | 0 | 0 | 0 | 0 | -0.003915 | 0
1992 | 1.9271 | 0 | 0 | 0 | 0 | 0 | 0 | -0.003915 | 0.011973
1992 | 1.9375 | 0 | 0 | 0 | 0 | 0 | 0 | 0.003915 | -0.019955
1992 | 1.9479 | 0 | 0 | 0 | 0 | 0 | 0 | 0.003915 | 0.011973
1992 | 1.9583 | 0 | 0 | 0 | 0 | 0 | 0 | 0.003915 | 0.015964
1992 | 1.9688 | 0 | 0.023946 | 0 | 0 | 0 | 0 | 0 | -0.023946
1992 | 1.9792 | 0 | 0 | 0 | 0 | 0 | 0 | 0 | 0.015964
1992 | 1.9896 | 0.00783 | 0 | 0 | 0 | 0 | 0 | -0.003915 | 0.011973
1992 | 2 | 0 | 0 | 0 | 0 | 0 | 0 | 0.00783 | -0.015964
1992 | 2.0104 | 0 | 0 | 0 | 0 | 0 | 0 | -0.003915 | 0.003991
1992 | 2.0208 | 0.00783 | 0 | 0 | 0 | 0 | 0 | 0.003915 | 0.003991
1992 | 2.0313 | 0.00783 | 0 | 0 | 0 | 0 | 0 | 0.003915 | 0.011973
1992 | 2.0417 | 0 | 0 | 0 | 0 | 0 | 0 | 0.00783 | -0.019955
1992 | 2.0521 | 0 | 0.031928 | 0 | 0 | 0 | 0 | -0.003915 | 0.027937
1992 | 2.0625 | 0.00783 | 0 | 0 | 0 | 0 | 0 | 0.003915 | 0.019955
1992 | 2.0729 | 0 | 0 | 0 | 0 | 0 | 0 | -0.003915 | -0.011973
1992 | 2.0833 | 0.01566 | 0.007982 | 0 | 0 | 0 | 0 | 0 | 0.015964
1992 | 2.0938 | 0 | 0 | 0 | 0 | 0 | 0 | 0.011745 | -0.011973
1992 | 2.1042 | 0 | 0 | 0 | 0 | 0 | 0 | -0.003915 | 0.007982
1992 | 2.1146 | 0 | 0 | 0 | 0 | 0 | 0 | 0 | -0.015964
1992 | 2.125 | 0 | 0 | 0 | 0 | 0 | 0 | 0.003915 | 0.011973
1992 | 2.1354 | 0.00783 | 0.015964 | 0 | 0 | 0 | 0 | -0.003915 | 0
1992 | 2.1458 | 0 | 0 | 0 | 0 | 0 | 0 | 0 | 0.023946
1992 | 2.1563 | 0 | 0 | 0 | 0 | 0 | 0 | 0 | -0.027937
1992 | 2.1667 | 0 | 0.007982 | 0 | 0 | 0 | 0 | 0.00783 | 0.003991
1992 | 2.1771 | 0.01566 | 0.007982 | 0 | 0 | 0 | 0 | 0 | 0.003991
1992 | 2.1875 | 0 | 0 | 0 | 0 | 0 | 0 | 0 | 0
1992 | 2.1979 | 0 | 0 | 0 | 0 | 0 | 0 | 0.011745 | 0.011973
1992 | 2.2083 | 0 | 0 | 0 | 0 | 0 | 0 | -0.003915 | 0.015964
1992 | 2.2188 | 0 | 0 | 0 | 0 | 0 | 0 | 0.011745 | -0.003991
1992 | 2.2292 | 0 | 0 | 0 | 0 | 0 | 0 | -0.011745 | -0.015964
1992 | 2.2396 | 0 | 0.015964 | 0 | 0 | 0 | 0 | 0 | 0.0003991
1992 | 2.25 | 0 | 0 | 0 | 0 | 0 | 0 | 0.00783 | 0.021951
1992 | 2.2604 | 0 | 0.047892 | 0 | 0 | 0 | 0 | 0.00783 | 0.0095784
1992 | 2.2708 | 0 | 0 | 0 | 0 | 0 | 0 | -0.00783 | 0.011973
1992 | 2.2813 | 0 | 0 | 0 | 0 | 0 | 0 | 0.003915 | 0.023946
1992 | 2.2917 | 0.00783 | 0.015964 | 0 | 0 | 0 | 0 | -0.003915 | 0.013569
1992 | 2.3021 | 0 | 0 | 0 | 0 | 0 | 0 | 0.00783 | -0.003991
1992 | 2.3125 | 0 | 0 | 0 | 0 | 0 | 0 | -0.003915 | 0.011973
1992 | 2.3229 | 0 | 0 | 0 | 0 | 0 | 0 | 0.00783 | -0.011973
1992 | 2.3333 | 0 | 0 | 0 | 0 | 0 | 0 | 0.003915 | 0.035919
1992 | 2.3438 | 0.01566 | 0 | 0 | 0 | 0 | 0 | 0.011745 | -0.003991
1992 | 2.3542 | 0 | 0.007982 | 0 | 0 | 0 | 0 | 0 | -0.015964
1992 | 2.3646 | 0 | 0 | 0 | 0 | 0 | 0 | -0.003915 | 0.011973
1992 | 2.375 | 0.00783 | 0 | 0 | 0 | 0 | 0 | 0.011745 | -0.03991
1992 | 2.3854 | 0 | 0 | 0 | 0 | 0 | 0 | 0.027405 | 0.051883
1992 | 2.3958 | 0 | 0 | 0 | 0 | 0 | 0 | -0.00783 | 0.003991
1992 | 2.4063 | 0 | 0 | 0 | 0 | 0 | 0 | 0.02349 | 0.035919
1992 | 2.4167 | 0.01566 | 0 | 0 | 0 | 0 | 0 | -0.003915 | 0
1992 | 2.4271 | 0 | 0.023946 | 0 | 0 | 0 | 0 | 0.011745 | 0.023946
1992 | 2.4375 | 0 | 0 | 0 | 0 | 0 | 0 | 0.043065 | 0.035919
1992 | 2.4479 | 0 | 0 | 0 | 0 | 0 | 0 | -0.01566 | 0.003991
1992 | 2.4583 | 0 | 0 | 0 | 0 | 0 | 0 | 0.04698 | 0.047892
1992 | 2.4688 | 0 | 0 | 0 | 0 | 0 | 0 | 0.06264 | 0.019955
1992 | 2.4792 | 0 | 0 | 0 | 0 | 0 | 0 | 0.03915 | 0.035919
1992 | 2.4896 | 0 | 0 | 0 | 0 | 0 | 0 | 0.02349 | 0.019955
1992 | 2.5 | 0 | 0 | 0 | 0 | 0 | 0 | 0.043065 | 0.03991
1992 | 2.5104 | 0 | 0 | 0 | 0 | 0 | 0 | 0.050895 | 0.051883
1992 | 2.5208 | 0 | 0 | 0 | 0 | 0 | 0 | 0.050895 | 0.051883
1992 | 2.5312 | 0 | 0 | 0 | 0 | 0 | 0 | 0.03915 | 0.007982
1992 | 2.5417 | 0 | 0 | 0 | 0 | 0 | 0 | 0.058725 | 0.055874
1992 | 2.5521 | 0 | 0 | 0 | 0 | 0 | 0 | 0.050895 | 0.055874
1992 | 2.5625 | 0 | 0 | 0 | 0 | 0 | 0 | 0.03915 | 0.015964
1992 | 2.5729 | 0 | 0 | 0 | 0 | 0 | 0 | 0.03915 | 0.067847
1992 | 2.5833 | 0 | 0 | 0 | 0 | 0 | 0 | 0.058725 | 0.043901
1992 | 2.5937 | 0 | 0 | 0 | 0 | 0 | 0 | 0.05481 | 0.055874
1992 | 2.6042 | 0 | 0 | 0 | 0 | 0 | 0 | 0.050895 | 0.067847
1992 | 2.6146 | 0 | 0 | 0 | 0 | 0 | 0 | 0.050895 | 0.043901
1992 | 2.625 | 0 | 0 | 0 | 0 | 0 | 0 | 0.03915 | 0.059865
1992 | 2.6354 | 0 | 0 | 0 | 0 | 0 | 0 | 0.066555 | 0.031928
1992 | 2.6458 | 0 | 0 | 0 | 0 | 0 | 0 | 0.003915 | 0.067847
1992 | 2.6562 | 0 | 0 | 0 | 0 | 0 | 0 | 0.066555 | 0.019955
1992 | 2.6667 | 0 | 0 | 0 | 0 | 0 | 0 | 0.04698 | 0.067847
1992 | 2.6771 | 0 | 0 | 0 | 0 | 0 | 0 | 0.05481 | 0.047892
1992 | 2.6875 | 0 | 0 | 0 | 0 | 0 | 0 | 0.03132 | 0.015964
1992 | 2.6979 | 0 | 0 | 0 | 0 | 0 | 0 | 0.04698 | 0.047892
1992 | 2.7083 | 0 | 0 | 0 | 0 | 0 | 0 | -0.027405 | -0.003991
1992 | 2.7187 | 0 | 0 | 0 | 0 | 0 | 0 | 0.043065 | 0.035919
1992 | 2.7292 | 0 | 0 | 0 | 0 | 0 | 0 | 0.035235 | 0.015964
1992 | 2.7396 | 0 | 0 | 0 | 0 | 0 | 0 | 0.019575 | 0.011973
1992 | 2.75 | 0 | 0 | 0 | 0 | 0 | 0 | 0.00783 | 0.023946
1992 | 2.7604 | 0.00783 | 0 | 0 | 0 | 0 | 0 | -0.003915 | -0.003991
1992 | 2.7708 | 0 | 0 | 0 | 0 | 0 | 0 | 0.00783 | -0.007982
1992 | 2.7812 | 0 | 0.007982 | 0 | 0 | 0 | 0 | -0.003915 | 0.007982
1992 | 2.7917 | 0 | 0 | 0 | 0 | 0 | 0 | 0.011745 | 0.031928
1992 | 2.8021 | 0.00783 | 0 | 0 | 0 | 0 | 0 | 0 | -0.031928
1992 | 2.8125 | 0.01566 | 0 | 0 | 0 | 0 | 0 | 0.011745 | 0.019955
1992 | 2.8229 | 0.00783 | 0 | 0 | 0 | 0 | 0 | -0.003915 | 0.007982
1992 | 2.8333 | 0 | 0 | 0 | 0 | 0 | 0 | 0.003915 | 0.003991
1992 | 2.8437 | 0 | 0.023946 | 0 | 0 | 0 | 0 | 0.011745 | 0.003991
1992 | 2.8542 | 0 | 0 | 0 | 0 | 0 | 0 | 0.03132 | 0.027937
1992 | 2.8646 | 0 | 0 | 0 | 0 | 0 | 0 | 0.00783 | 0.015964
1992 | 2.875 | 0 | 0 | 0 | 0 | 0 | 0 | 0.003915 | -0.007982
1992 | 2.8854 | 0 | 0 | 0 | 0 | 0 | 0 | 0 | 0.007982
1992 | 2.8958 | 0 | 0 | 0 | 0 | 0 | 0 | 0.003915 | -0.015964
1992 | 2.9062 | 0 | 0 | 0 | 0 | 0 | 0 | 0 | 0.019955
1992 | 2.9167 | 0 | 0 | 0 | 0 | 0 | 0 | 0.011745 | 0.015964
1992 | 2.9271 | 0 | 0 | 0 | 0 | 0 | 0 | -0.00783 | -0.007982
1992 | 2.9375 | 0 | 0 | 0 | 0 | 0 | 0 | 0.003915 | 0.019955
1992 | 2.9479 | 0 | 0 | 0 | 0 | 0 | 0 | 0.00783 | -0.003991
1992 | 2.9583 | 0 | 0 | 0 | 0 | 0 | 0 | 0.01566 | 0.015964
1992 | 2.9687 | 0 | 0 | 0 | 0 | 0 | 0 | -0.00783 | 0.019955
1992 | 2.9792 | 0.00783 | 0 | 0 | 0 | 0 | 0 | 0.003915 | -0.023946
1992 | 2.9896 | 0 | 0 | 0 | 0 | 0 | 0 | 0.003915 | 0.007982
1992 | 3 | 0 | 0 | 0 | 0 | 0 | 0 | 0.02349 | -0.003991
1992 | 3.0104 | 0.01566 | 0 | 0 | 0 | 0 | 0 | -0.011745 | 0.011973
1992 | 3.0208 | 0 | 0 | 0 | 0 | 0 | 0 | 0.03132 | 0.011973
1992 | 3.0312 | 0 | 0 | 0 | 0 | 0 | 0 | 0.019575 | -0.011973
1992 | 3.0417 | 0 | 0 | 0 | 0 | 0 | 0 | 0 | 0.019955
1992 | 3.0521 | 0.02349 | 0.015964 | 0 | 0 | 0 | 0 | 0.003915 | 0.011973
1992 | 3.0625 | 0 | 0 | 0 | 0 | 0 | 0 | -0.003915 | 0.011973
1992 | 3.0729 | 0 | 0 | 0 | 0 | 0 | 0 | 0.011745 | 0.011973
1992 | 3.0833 | 0 | 0.031928 | 0 | 0 | 0 | 0 | 0.011745 | 0.023946
1992 | 3.0937 | 0 | 0 | 0 | 0 | 0 | 0 | 0 | 0.007982
1992 | 3.1042 | 0 | 0 | 0 | 0 | 0 | 0 | 0.011745 | 0.003991
1992 | 3.1146 | 0 | 0 | 0 | 0 | 0 | 0 | 0.011745 | 0.003991
1992 | 3.125 | 0 | 0 | 0 | 0 | 0 | 0 | -0.02349 | 0.003991
1992 | 3.1354 | 0 | 0 | 0 | 0 | 0 | 0 | 0.003915 | -0.003991
1992 | 3.1458 | 0 | 0.015964 | 0 | 0 | 0 | 0 | 0.003915 | 0.015964
1992 | 3.1562 | 0 | 0 | 0 | 0 | 0 | 0 | 0.01566 | 0.003991
1992 | 3.1667 | 0 | 0 | 0 | 0 | 0 | 0 | 0.011745 | 0
1992 | 3.1771 | 0 | 0 | 0 | 0 | 0 | 0 | -0.003915 | 0.015964
1992 | 3.1875 | 0 | 0 | 0 | 0 | 0 | 0 | 0.011745 | -0.003991
1992 | 3.1979 | 0 | 0 | 0 | 0 | 0 | 0 | -0.003915 | 0.011973
1992 | 3.2083 | 0 | 0.007982 | 0 | 0 | 0 | 0 | 0.00783 | 5.6843e-14
1992 | 3.2187 | 0 | 0 | 0 | 0 | 0 | 0 | 0 | 0.019955
1992 | 3.2292 | 0 | 0.047892 | 0 | 0 | 0 | 0 | -0.003915 | 0.019955
1992 | 3.2396 | 0 | 0 | 0 | 0 | 0 | 0 | -0.003915 | 0.011973
1992 | 3.25 | 0 | 0.007982 | 0 | 0 | 0 | 0 | -0.003915 | 0.007982
1992 | 3.2604 | 0 | 0 | 0 | 0 | 0 | 0 | 0.003915 | 0.007982
1992 | 3.2708 | 0 | 0.007982 | 0 | 0 | 0 | 0 | 0.00783 | -0.003991
1992 | 3.2812 | 0 | 0.015964 | 0 | 0 | 0 | 0 | 0.00783 | 0.003991
1992 | 3.2917 | 0.01566 | 0 | 0 | 0 | 0 | 0 | 0.00783 | 0
1992 | 3.3021 | 0 | 0 | 0 | 0 | 0 | 0 | -0.003915 | 0.007982
1992 | 3.3125 | 0 | 0 | 0 | 0 | 0 | 0 | -0.00783 | -0.007982
1992 | 3.3229 | 0 | 0 | 0 | 0 | 0 | 0 | 0 | 0
1992 | 3.3333 | 0 | 0 | 0 | 0 | 0 | 0 | 0.003915 | 0
1992 | 3.3437 | 0 | 0 | 0 | 0 | 0 | 0 | -0.003915 | 0.007982
1992 | 3.3542 | 0.01566 | 0 | 0 | 0 | 0 | 0 | 0.019575 | -0.003991
1992 | 3.3646 | 0 | 0 | 0 | 0 | 0 | 0 | 0 | 0.003991
1992 | 3.375 | 0 | 0 | 0 | 0 | 0 | 0 | -0.00783 | 0.019955
1992 | 3.3854 | 0 | 0 | 0 | 0 | 0 | 0 | 0.00783 | -0.015964
1992 | 3.3958 | 0.02349 | 0 | 0 | 0 | 0 | 0 | 0.02349 | -0.003991
1992 | 3.4062 | 0 | 0 | 0 | 0 | 0 | 0 | 0.003915 | 0.003991
1992 | 3.4167 | 0.01566 | 0 | 0 | 0 | 0 | 0 | 0.00783 | 0.027937
1992 | 3.4271 | 0 | 0.015964 | 0 | 0 | 0 | 0 | 0.003915 | -0.015964
1992 | 3.4375 | 0 | 0 | 0 | 0 | 0 | 0 | 0.02349 | 0.015964
1992 | 3.4479 | 0 | 0 | 0 | 0 | 0 | 0 | 0 | 0
1992 | 3.4583 | 0 | 0 | 0 | 0 | 0 | 0 | 0.01566 | 0.043901
1992 | 3.4687 | 0 | 0.007982 | 0 | 0 | 0 | 0 | -0.003915 | -0.019955
1992 | 3.4792 | 0 | 0 | 0 | 0 | 0 | 0 | 0.043065 | 0.051883
1992 | 3.4896 | 0 | 0 | 0 | 0 | 0 | 0 | 0.01566 | 0.015964
1992 | 3.5 | 0 | 0 | 0 | 0 | 0 | 0 | 0.035235 | -0.003991
1992 | 3.5104 | 0 | 0 | 0 | 0 | 0 | 0 | 0.03132 | 0.059865
1992 | 3.5208 | 0 | 0 | 0 | 0 | 0 | 0 | 0.035235 | -0.003991
1992 | 3.5312 | 0 | 0 | 0 | 0 | 0 | 0 | 0.035235 | 0.043901
1992 | 3.5417 | 0 | 0 | 0 | 0 | 0 | 0 | 0.02349 | 0.031928
1992 | 3.5521 | 0 | 0 | 0 | 0 | 0 | 0 | 0.035235 | 0.023946
1992 | 3.5625 | 0 | 0 | 0 | 0 | 0 | 0 | 0.03915 | 0.003991
1992 | 3.5729 | 0 | 0 | 0 | 0 | 0 | 0 | 0.02349 | 0.03991
1992 | 3.5833 | 0 | 0 | 0 | 0 | 0 | 0 | 0.019575 | 0.027937
1992 | 3.5937 | 0 | 0 | 0 | 0 | 0 | 0 | 0.02349 | 0.035919
1992 | 3.6042 | 0 | 0 | 0 | 0 | 0 | 0 | 0.043065 | 0.003991
1992 | 3.6146 | 0 | 0 | 0 | 0 | 0 | 0 | 0.011745 | 0.059865
1992 | 3.625 | 0 | 0 | 0 | 0 | 0 | 0 | 0.019575 | -0.007982
1992 | 3.6354 | 0 | 0 | 0 | 0 | 0 | 0 | 0.027405 | 0.023946
1992 | 3.6458 | 0 | 0 | 0 | 0 | 0 | 0 | 0.011745 | 0
1992 | 3.6562 | 0 | 0 | 0 | 0 | 0 | 0 | 0.02349 | 0.023946
1992 | 3.6667 | 0 | 0 | 0 | 0 | 0 | 0 | 0.00783 | 0.067847
1992 | 3.6771 | 0 | 0 | 0 | 0 | 0 | 0 | 0.019575 | -0.011973
1992 | 3.6875 | 0 | 0 | 0 | 0 | 0 | 0 | 0.01566 | 0
1992 | 3.6979 | 0 | 0 | 0 | 0 | 0 | 0 | 0.011745 | 0.007982
1992 | 3.7083 | 0 | 0 | 0 | 0 | 0 | 0 | 0.00783 | 0.011973
1992 | 3.7187 | 0 | 0 | 0 | 0 | 0 | 0 | 0.00783 | 0.011973
1992 | 3.7292 | 0 | 0 | 0 | 0 | 0 | 0 | 0.011745 | -0.003991
1992 | 3.7396 | 0 | 0 | 0 | 0 | 0 | 0 | 0.00783 | 0.015964
1992 | 3.75 | 0 | 0 | 0 | 0 | 0 | 0 | 0.01566 | 0
1992 | 3.7604 | 0 | 0 | 0 | 0 | 0 | 0 | 0.003915 | 0.011973
1992 | 3.7708 | 0 | 0.007982 | 0 | 0 | 0 | 0 | 0.00783 | 0.015964
1992 | 3.7812 | 0 | 0 | 0 | 0 | 0 | 0 | 0.003915 | -5.6843e-14
1992 | 3.7917 | 0.00783 | 0 | 0 | 0 | 0 | 0 | -0.003915 | 0.011973
1992 | 3.8021 | 0 | 0.031928 | 0 | 0 | 0 | 0 | 0.011745 | 0.015964
1992 | 3.8125 | 0 | 0 | 0 | 0 | 0 | 0 | 0.00783 | 0.023946
1992 | 3.8229 | 0 | 0 | 0 | 0 | 0 | 0 | 0.00783 | -0.011973
1992 | 3.8333 | 0.00783 | 0 | 0 | 0 | 0 | 0 | 0.003915 | 0.027937
1992 | 3.8437 | 0 | 0.03991 | 0 | 0 | 0 | 0 | 0 | 0.019955
1992 | 3.8542 | 0 | 0 | 0 | 0 | 0 | 0 | 0 | 0.007982
1992 | 3.8646 | 0 | 0 | 0 | 0 | 0 | 0 | 0 | 0.015964
1992 | 3.875 | 0 | 0.015964 | 0 | 0 | 0 | 0 | 0.003915 | 0.007982
1992 | 3.8854 | 0 | 0 | 0 | 0 | 0 | 0 | 0 | 0.019955
1992 | 3.8958 | 0 | 0 | 0 | 0 | 0 | 0 | 0.011745 | -0.015964
1992 | 3.9062 | 0 | 0.055874 | 0 | 0 | 0 | 0 | 0.003915 | 0.023946
1992 | 3.9167 | 0.00783 | 0 | 0 | 0 | 0 | 0 | -0.00783 | 0.031928
1992 | 3.9271 | 0 | 0 | 0 | 0 | 0 | 0 | 0.00783 | -0.007982
1992 | 3.9375 | 0 | 0 | 0 | 0 | 0 | 0 | -0.003915 | 0.031928
1992 | 3.9479 | 0 | 0 | 0 | 0 | 0 | 0 | 0.003915 | -0.015964
1992 | 3.9583 | 0 | 0 | 0 | 0 | 0 | 0 | -0.003915 | -0.007982
1992 | 3.9687 | 0 | 0 | 0 | 0 | 0 | 0 | 0.00783 | -0.007982
1992 | 3.9792 | 0 | 0 | 0 | 0 | 0 | 0 | 0 | 0.023946
1992 | 3.9896 | 0 | 0.007982 | 0 | 0 | 0 | 0 | -0.003915 | 0
1992 | 4 | 0 | 0 | 0 | 0 | 0 | 0 | 0.00783 | 0.015964
1992 | 4.0104 | 0 | 0 | 0 | 0 | 0 | 0 | -0.003915 | -0.027937
1992 | 4.0208 | 0 | 0 | 0 | 0 | 0 | 0 | -5.6843e-14 | 0.007982
1992 | 4.0312 | 0 | 0 | 0 | 0 | 0 | 0 | 0.003915 | 0.035919
1992 | 4.0417 | 0.00783 | 0 | 0 | 0 | 0 | 0 | 0.00783 | -0.031928
1992 | 4.0521 | 0 | 0.007982 | 0 | 0 | 0 | 0 | 0.011745 | 0.003991
1992 | 4.0625 | 0.01566 | 0 | 0 | 0 | 0 | 0 | 0.011745 | 0.023946
1992 | 4.0729 | 0 | 0 | 0 | 0 | 0 | 0 | -0.003915 | -0.023946
1992 | 4.0833 | 0.01566 | 0 | 0 | 0 | 0 | 0 | 0.003915 | 0.015964
1992 | 4.0937 | 0 | 0 | 0 | 0 | 0 | 0 | 0 | 0.003991
1992 | 4.1042 | 0 | 0 | 0 | 0 | 0 | 0 | 0.00783 | 0.027937
1992 | 4.1146 | 0 | 0 | 0 | 0 | 0 | 0 | -0.003915 | -0.03991
1992 | 4.125 | 0 | 0 | 0 | 0 | 0 | 0 | 0 | 0.003991
1992 | 4.1354 | 0 | 0.023946 | 0 | 0 | 0 | 0 | 0 | 0.015964
1992 | 4.1458 | 0 | 0 | 0 | 0 | 0 | 0 | 0 | 0.007982
1992 | 4.1562 | 0 | 0 | 0 | 0 | 0 | 0 | -0.003915 | -0.003991
1992 | 4.1667 | 0 | 0 | 0 | 0 | 0 | 0 | 0.003915 | 0.015964
1992 | 4.1771 | 0 | 0 | 0 | 0 | 0 | 0 | 0.003915 | 0
1992 | 4.1875 | 0 | 0 | 0 | 0 | 0 | 0 | -0.003915 | 0.019955
1992 | 4.1979 | 0 | 0 | 0 | 0 | 0 | 0 | 0.019575 | 0.011973
1992 | 4.2083 | 0.00783 | 0.015964 | 0 | 0 | 0 | 0 | -0.003915 | 0.007982
1992 | 4.2187 | 0 | 0 | 0 | 0 | 0 | 0 | 0.019575 | 0.011973
1992 | 4.2292 | 0.00783 | 0 | 0 | 0 | 0 | 0 | -0.003915 | -0.007982
1992 | 4.2396 | 0 | 0 | 0 | 0 | 0 | 0 | -0.003915 | 0.003991
1992 | 4.25 | 0 | 0 | 0 | 0 | 0 | 0 | 0.01566 | -0.011973
1992 | 4.2604 | 0 | 0 | 0 | 0 | 0 | 0 | -0.00783 | 0.007982
1992 | 4.2708 | 0.01566 | 0 | 0 | 0 | 0 | 0 | 0.003915 | 0.003991
1992 | 4.2812 | 0 | 0 | 0 | 0 | 0 | 0 | 0.01566 | 0.011973
1992 | 4.2917 | 0 | 0.023946 | 0 | 0 | 0 | 0 | 0.011745 | 0.019955
1992 | 4.3021 | 0 | 0 | 0 | 0 | 0 | 0 | -0.003915 | 0
1992 | 4.3125 | 0 | 0 | 0 | 0 | 0 | 0 | -5.6843e-14 | -0.019955
1992 | 4.3229 | 0 | 0 | 0 | 0 | 0 | 0 | 0 | 0.027937
1992 | 4.3333 | 0 | 0 | 0 | 0 | 0 | 0 | 0.00783 | 0.015964
1992 | 4.3437 | 0.02349 | 0.031928 | 0 | 0 | 0 | 0 | 0 | 0.007982
1992 | 4.3542 | 0 | 0 | 0 | 0 | 0 | 0 | -0.01566 | 0.011973
1992 | 4.3646 | 0 | 0 | 0 | 0 | 0 | 0 | -0.00783 | 0.007982
1992 | 4.375 | 0 | 0 | 0 | 0 | 0 | 0 | 0.043065 | 0.03991
1992 | 4.3854 | 0 | 0 | 0 | 0 | 0 | 0 | -0.00783 | 0.007982
1992 | 4.3958 | 0 | 0.007982 | 0 | 0 | 0 | 0 | -0.00783 | -0.019955
1992 | 4.4062 | 0.01566 | 0 | 0 | 0 | 0 | 0 | -0.00783 | -0.007982
1992 | 4.4167 | 0 | 0 | 0 | 0 | 0 | 0 | 0.04698 | 0.011973
1992 | 4.4271 | 0 | 0 | 0 | 0 | 0 | 0 | -0.01566 | 0.023946
1992 | 4.4375 | 0 | 0 | 0 | 0 | 0 | 0 | 0.003915 | 0.027937
1992 | 4.4479 | 0 | 0 | 0 | 0 | 0 | 0 | 0.003915 | -0.023946
1992 | 4.4583 | 0 | 0 | 0 | 0 | 0 | 0 | 0.003915 | 0.043901
1992 | 4.4687 | 0 | 0 | 0 | 0 | 0 | 0 | 0.05481 | 0.023946
1992 | 4.4792 | 0 | 0 | 0 | 0 | 0 | 0 | 0.03132 | 0.007982
1992 | 4.4896 | 0 | 0 | 0 | 0 | 0 | 0 | 0.027405 | 0.043901
1992 | 4.5 | 0 | 0 | 0 | 0 | 0 | 0 | 0.02349 | 0.011973
1992 | 4.5104 | 0 | 0 | 0 | 0 | 0 | 0 | 0.011745 | -0.007982
1992 | 4.5208 | 0 | 0 | 0 | 0 | 0 | 0 | 0.04698 | 0.015964
1992 | 4.5312 | 0 | 0 | 0 | 0 | 0 | 0 | -0.00783 | 0.043901
1992 | 4.5417 | 0 | 0 | 0 | 0 | 0 | 0 | 0.01566 | 0.035919
1992 | 4.5521 | 0 | 0 | 0 | 0 | 0 | 0 | 0.11745 | 0.075829
1992 | 4.5625 | 0 | 0 | 0 | 0 | 0 | 0 | -0.03132 | 0.03991
1992 | 4.5729 | 0 | 0 | 0 | 0 | 0 | 0 | 0.03915 | 0
1992 | 4.5833 | 0 | 0 | 0 | 0 | 0 | 0 | 0.04698 | 0.011973
1992 | 4.5937 | 0 | 0 | 0 | 0 | 0 | 0 | 0.00783 | 0
1992 | 4.6042 | 0 | 0 | 0 | 0 | 0 | 0 | 0.05481 | 0.095784
1992 | 4.6146 | 0 | 0 | 0 | 0 | 0 | 0 | -0.019575 | -0.019955
1992 | 4.625 | 0 | 0.047892 | 0 | 0 | 0 | 0 | -0.019575 | 0.023946
1992 | 4.6354 | 0.04698 | 0 | 0 | 0 | 0 | 0 | 0.082215 | 0.087802
1992 | 4.6458 | 0 | 0 | 0 | 0 | 0 | 0 | 0.050895 | 0.019955
1992 | 4.6562 | 0 | 0 | 0 | 0 | 0 | 0 | -0.043065 | 0.015964
1992 | 4.6667 | 0 | 0 | 0 | 0 | 0 | 0 | 0.050895 | 0.031928
1992 | 4.6771 | 0 | 0 | 0 | 0 | 0 | 0 | 0.05481 | -0.007982
1992 | 4.6875 | 0 | 0 | 0 | 0 | 0 | 0 | 0.0783 | 0.075829
1992 | 4.6979 | 0 | 0 | 0 | 0 | 0 | 0 | 5.6843e-14 | 0.003991
1992 | 4.7083 | 0 | 0 | 0 | 0 | 0 | 0 | 0.05481 | 0.051883
1992 | 4.7187 | 0 | 0 | 0 | 0 | 0 | 0 | 0.04698 | 0.051883
1992 | 4.7292 | 0.06264 | 0.07982 | 0 | 0 | 0 | 0 | -0.003915 | 0.011973
1992 | 4.7396 | 0 | 0.055874 | 0 | 0 | 0 | 0 | -0.043065 | -0.019955
1992 | 4.75 | 0 | 0 | 0 | 0 | 0 | 0 | 0.06264 | 0.063856
1992 | 4.7604 | 0 | 0 | 0 | 0 | 0 | 0 | 0.00783 | 0.023946
1992 | 4.7708 | 0 | 0 | 0 | 0 | 0 | 0 | 0.043065 | 0.003991
1992 | 4.7813 | 0 | 0 | 0 | 0 | 0 | 0 | 0.035235 | 0.023946
1992 | 4.7917 | 0.02349 | 0.03991 | 0 | 0 | 0 | 0 | -0.02349 | 0.011973
1992 | 4.8021 | 0 | 0 | 0 | 0 | 0 | 0 | 0.011745 | 0.007982
1992 | 4.8125 | 0 | 0 | 0 | 0 | 0 | 0 | 0.027405 | 0.03991
1992 | 4.8229 | 0 | 0 | 0 | 0 | 0 | 0 | -0.00783 | -0.043901
1992 | 4.8333 | 0.00783 | 0 | 0 | 0 | 0 | 0 | -0.003915 | 0.051883
1992 | 4.8438 | 0.03132 | 0 | 0 | 0 | 0 | 0 | 0.003915 | -0.03991
1992 | 4.8542 | 0 | 0 | 0 | 0 | 0 | 0 | 5.6843e-14 | 0.019955
1992 | 4.8646 | 0 | 0.023946 | 0 | 0 | 0 | 0 | 0.00783 | 0.003991
1992 | 4.875 | 0.02349 | 0 | 0 | 0 | 0 | 0 | -0.003915 | -0.003991
1992 | 4.8854 | 0.00783 | 0.023946 | 0 | 0 | 0 | 0 | -5.6843e-14 | -0.023946
1992 | 4.8958 | 0 | 0 | 0 | 0 | 0 | 0 | 0.01566 | 0.031928
1992 | 4.9063 | 0.03132 | 0 | 0 | 0 | 0 | 0 | 0 | -5.6843e-14
1992 | 4.9167 | 0.00783 | 0 | 0 | 0 | 0 | 0 | 0.003915 | -0.03991
1992 | 4.9271 | 0 | 0 | 0 | 0 | 0 | 0 | 0.043065 | 0.051883
1992 | 4.9375 | 0 | 0 | 0 | 0 | 0 | 0 | 0.011745 | 0
1992 | 4.9479 | 0 | 0 | 0 | 0 | 0 | 0 | 0.01566 | 0.007982
1992 | 4.9583 | 0 | 0 | 0 | 0 | 0 | 0 | 0 | -0.011973
1992 | 4.9688 | 0 | 0 | 0 | 0 | 0 | 0 | 0.01566 | 5.6843e-14
1992 | 4.9792 | 0 | 0 | 0 | 0 | 0 | 0 | 0.02349 | 0.055874
1992 | 4.9896 | 0 | 0 | 0 | 0 | 0 | 0 | 0 | 0.019955
1992 | 5 | 0 | 0.03991 | 0 | 0 | 0 | 0 | -0.00783 | -0.019955
1992 | 5.0104 | 0 | 0 | 0 | 0 | 0 | 0 | 0.00783 | 0.043901
1992 | 5.0208 | 0 | 0 | 0 | 0 | 0 | 0 | -0.01566 | -0.027937
1992 | 5.0313 | 0 | 0 | 0 | 0 | 0 | 0 | 0.011745 | 0.011973
1992 | 5.0417 | 0 | 0 | 0 | 0 | 0 | 0 | 0 | -0.015964
1992 | 5.0521 | 0 | 0 | 0 | 0 | 0 | 0 | 0.011745 | 0.003991
1992 | 5.0625 | 0 | 0 | 0 | 0 | 0 | 0 | -0.003915 | -0.007982
1992 | 5.0729 | 0 | 0 | 0 | 0 | 0 | 0 | 0.03132 | 0.019955
1992 | 5.0833 | 0.03132 | 0 | 0 | 0 | 0 | 0 | 0.00783 | 0.007982
1992 | 5.0938 | 0 | 0 | 0 | 0 | 0 | 0 | 0.019575 | 0.015964
1992 | 5.1042 | 0.00783 | 0 | 0 | 0 | 0 | 0 | 0 | -5.6843e-14
1992 | 5.1146 | 0 | 0 | 0 | 0 | 0 | 0 | 0.019575 | 0.015964
1992 | 5.125 | 0 | 0.031928 | 0 | 0 | 0 | 0 | 0.003915 | -0.007982
1992 | 5.1354 | 0 | 0 | 0 | 0 | 0 | 0 | -0.003915 | 0.015964
1992 | 5.1458 | 0.00783 | 0 | 0 | 0 | 0 | 0 | -0.011745 | 0.027937
1992 | 5.1563 | 0 | 0 | 0 | 0 | 0 | 0 | 0.00783 | 0.015964
1992 | 5.1667 | 0 | 0 | 0 | 0 | 0 | 0 | 0.003915 | -0.007982
1992 | 5.1771 | 0.03132 | 0.007982 | 0 | 0 | 0 | 0 | 0 | 0.003991
1992 | 5.1875 | 0.01566 | 0 | 0 | 0 | 0 | 0 | 0.027405 | 0.015964
1992 | 5.1979 | 0 | 0 | 0 | 0 | 0 | 0 | -0.003915 | 0.007982
1992 | 5.2083 | 0 | 0 | 0 | 0 | 0 | 0 | 0.003915 | -0.007982
1992 | 5.2188 | 0 | 0.031928 | 0 | 0 | 0 | 0 | 0 | 0.031928
1992 | 5.2292 | 0 | 0 | 0 | 0 | 0 | 0 | 0.027405 | 0.027937
1992 | 5.2396 | 0 | 0 | 0 | 0 | 0 | 0 | 0.00783 | 0.03991
1992 | 5.25 | 0 | 0.007982 | 0 | 0 | 0 | 0 | 0 | -0.023946
1992 | 5.2604 | 0 | 0 | 0 | 0 | 0 | 0 | -5.6843e-14 | -0.011973
1992 | 5.2708 | 0 | 0 | 0 | 0 | 0 | 0 | 0.00783 | 0.015964
1992 | 5.2813 | 0.01566 | 0 | 0 | 0 | 0 | 0 | 0.011745 | 0.007982
1992 | 5.2917 | 0 | 0 | 0 | 0 | 0 | 0 | 0.03915 | 0.015964
1992 | 5.3021 | 0 | 0.007982 | 0 | 0 | 0 | 0 | 0.019575 | 0.007982
1992 | 5.3125 | 0.01566 | 0 | 0 | 0 | 0 | 0 | 0.00783 | 0.003991
1992 | 5.3229 | 0.00783 | 0.015964 | 0 | 0 | 0 | 0 | 0.01566 | 0.011973
1992 | 5.3333 | 0 | 0 | 0 | 0 | 0 | 0 | -0.019575 | 0.019955
1992 | 5.3438 | 0 | 0 | 0 | 0 | 0 | 0 | 0.01566 | 0.003991
1992 | 5.3542 | 0 | 0 | 0 | 0 | 0 | 0 | 0.003915 | 0.027937
1992 | 5.3646 | 0 | 0.047892 | 0 | 0 | 0 | 0 | 0.003915 | 0
1992 | 5.375 | 0 | 0 | 0 | 0 | 0 | 0 | 0.027405 | 0.043901
1992 | 5.3854 | 0 | 0.015964 | 0 | 0 | 0 | 0 | 0.003915 | 0.015964
1992 | 5.3958 | 0 | 0 | 0 | 0 | 0 | 0 | 0.00783 | 0.031928
1992 | 5.4063 | 0 | 0.03991 | 0 | 0 | 0 | 0 | 0.011745 | 0.043901
1992 | 5.4167 | 0 | 0 | 0 | 0 | 0 | 0 | 0.019575 | -0.027937
1992 | 5.4271 | 0 | 0 | 0 | 0 | 0 | 0 | 0.03132 | 0.063856
1992 | 5.4375 | 0 | 0 | 0 | 0 | 0 | 0 | 0.01566 | -0.007982
1992 | 5.4479 | 0 | 0 | 0 | 0 | 0 | 0 | 0.04698 | 0.031928
1992 | 5.4583 | 0 | 0 | 0 | 0 | 0 | 0 | 0.043065 | 0.027937
1992 | 5.4688 | 0 | 0 | 0 | 0 | 0 | 0 | 0.03915 | 0.067847
1992 | 5.4792 | 0 | 0 | 0 | 0 | 0 | 0 | 0.03915 | 0.031928
1992 | 5.4896 | 0 | 0 | 0 | 0 | 0 | 0 | 0.050895 | 0.027937
1992 | 5.5 | 0 | 0 | 0 | 0 | 0 | 0 | 0.03132 | 0.043901
1992 | 5.5104 | 0 | 0 | 0 | 0 | 0 | 0 | 0.03915 | 0.03991
1992 | 5.5208 | 0 | 0 | 0 | 0 | 0 | 0 | 0.0783 | 0.051883
1992 | 5.5313 | 0 | 0.015964 | 0 | 0 | 0 | 0 | 0.06264 | 0.063856
1992 | 5.5417 | 0 | 0 | 0 | 0 | 0 | 0 | 0.04698 | 0.075829
1992 | 5.5521 | 0 | 0 | 0 | 0 | 0 | 0 | 0.04698 | 0.043901
1992 | 5.5625 | 0 | 0 | 0 | 0 | 0 | 0 | 0.03915 | 0.071838
1992 | 5.5729 | 0 | 0 | 0 | 0 | 0 | 0 | 0.066555 | 0.031928
1992 | 5.5833 | 0 | 0 | 0 | 0 | 0 | 0 | 0.058725 | 0.063856
1992 | 5.5938 | 0 | 0 | 0 | 0 | 0 | 0 | 0.082215 | 0.047892
1992 | 5.6042 | 0 | 0 | 0 | 0 | 0 | 0 | 0.043065 | 0.071838
1992 | 5.6146 | 0 | 0 | 0 | 0 | 0 | 0 | 0.058725 | 0.047892
1992 | 5.625 | 0 | 0 | 0 | 0 | 0 | 0 | 0.058725 | 0.059865
1992 | 5.6354 | 0 | 0 | 0 | 0 | 0 | 0 | 0.066555 | 0.051883
1992 | 5.6458 | 0 | 0 | 0 | 0 | 0 | 0 | 0.04698 | 0.071838
1992 | 5.6563 | 0 | 0 | 0 | 0 | 0 | 0 | 0.090045 | 0.023946
1992 | 5.6667 | 0 | 0 | 0 | 0 | 0 | 0 | 0.03915 | 0.067847
1992 | 5.6771 | 0 | 0 | 0 | 0 | 0 | 0 | 0.050895 | 0.03991
1992 | 5.6875 | 0 | 0 | 0 | 0 | 0 | 0 | 0.035235 | 0.03991
1992 | 5.6979 | 0 | 0 | 0 | 0 | 0 | 0 | 0.043065 | 0.063856
1992 | 5.7083 | 0 | 0 | 0 | 0 | 0 | 0 | 0.02349 | 0.023946
1992 | 5.7188 | 0 | 0.03991 | 0 | 0 | 0 | 0 | 0 | -5.6843e-14
1992 | 5.7292 | 0 | 0.015964 | 0 | 0 | 0 | 0 | 0.03132 | -0.003991
1992 | 5.7396 | 0 | 0 | 0 | 0 | 0 | 0 | -0.00783 | 0.027937
1992 | 5.75 | 0 | 0 | 0 | 0 | 0 | 0 | -0.003915 | 0.031928
1992 | 5.7604 | 0 | 0 | 0 | 0 | 0 | 0 | 0.003915 | 0
1992 | 5.7708 | 0 | 0.007982 | 0 | 0 | 0 | 0 | 0.003915 | 0.031928
1992 | 5.7813 | 0 | 0.055874 | 0 | 0 | 0 | 0 | 0 | 0.019955
1992 | 5.7917 | 0 | 0 | 0 | 0 | 0 | 0 | 0.003915 | -0.031928
1992 | 5.8021 | 0.00783 | 0 | 0 | 0 | 0 | 0 | 0 | 0.023946
1992 | 5.8125 | 0 | 0 | 0 | 0 | 0 | 0 | 0.003915 | 0.007982
1992 | 5.8229 | 0 | 0 | 0 | 0 | 0 | 0 | -0.003915 | -0.003991
1992 | 5.8333 | 0 | 0 | 0 | 0 | 0 | 0 | 0.00783 | 0.011973
1992 | 5.8438 | 0.01566 | 0 | 0 | 0 | 0 | 0 | 0.00783 | -0.007982
1992 | 5.8542 | 0 | 0 | 0 | 0 | 0 | 0 | 0.00783 | 0.023946
1992 | 5.8646 | 0 | 0 | 0 | 0 | 0 | 0 | 0 | -0.007982
1992 | 5.875 | 0 | 0 | 0 | 0 | 0 | 0 | 0.003915 | 0.019955
1992 | 5.8854 | 0 | 0.015964 | 0 | 0 | 0 | 0 | -0.003915 | -0.007982
1992 | 5.8958 | 0.00783 | 0 | 0 | 0 | 0 | 0 | 5.6843e-14 | -0.003991
1992 | 5.9063 | 0 | 0 | 0 | 0 | 0 | 0 | 0.01566 | 0.019955
1992 | 5.9167 | 0.01566 | 0 | 0 | 0 | 0 | 0 | 0.00783 | -0.011973
1992 | 5.9271 | 0 | 0 | 0 | 0 | 0 | 0 | 0.003915 | 0.011973
1992 | 5.9375 | 0 | 0 | 0 | 0 | 0 | 0 | -0.003915 | 0.023946
1992 | 5.9479 | 0 | 0 | 0 | 0 | 0 | 0 | 0.003915 | -0.027937
1992 | 5.9583 | 0 | 0 | 0 | 0 | 0 | 0 | -0.00783 | 0.019955
1992 | 5.9688 | 0 | 0.03991 | 0 | 0 | 0 | 0 | 0 | 0.027937
1992 | 5.9792 | 0 | 0 | 0 | 0 | 0 | 0 | 0.003915 | 0.019955
1992 | 5.9896 | 0 | 0.031928 | 0 | 0 | 0 | 0 | 0 | -0.011973
1992 | 6 | 0 | 0 | 0 | 0 | 0 | 0 | -0.003915 | 0.023946
1992 | 6.0104 | 0 | 0 | 0 | 0 | 0 | 0 | 0 | 0.015964
1992 | 6.0208 | 0 | 0 | 0 | 0 | 0 | 0 | 0.011745 | -0.011973
1992 | 6.0313 | 0 | 0 | 0 | 0 | 0 | 0 | -0.00783 | -0.007982
1992 | 6.0417 | 0.00783 | 0.031928 | 0 | 0 | 0 | 0 | 0.003915 | 0.007982
1992 | 6.0521 | 0 | 0 | 0 | 0 | 0 | 0 | 0 | 0.019955
1992 | 6.0625 | 0 | 0 | 0 | 0 | 0 | 0 | 0.003915 | 0.011973
1992 | 6.0729 | 0.00783 | 0 | 0 | 0 | 0 | 0 | 0 | 0
1992 | 6.0833 | 0 | 0 | 0 | 0 | 0 | 0 | 0 | 0.003991
1992 | 6.0938 | 0 | 0.03991 | 0 | 0 | 0 | 0 | 0 | 0.019955
1992 | 6.1042 | 0 | 0 | 0 | 0 | 0 | 0 | -0.003915 | 0.011973
1992 | 6.1146 | 0 | 0.015964 | 0 | 0 | 0 | 0 | -0.003915 | -0.003991
1992 | 6.125 | 0 | 0 | 0 | 0 | 0 | 0 | 0.00783 | 0.007982
1992 | 6.1354 | 0 | 0 | 0 | 0 | 0 | 0 | 0 | -0.003991
1992 | 6.1458 | 0 | 0 | 0 | 0 | 0 | 0 | 0 | 0.027937
1992 | 6.1563 | 0.00783 | 0 | 0 | 0 | 0 | 0 | 0.003915 | -0.007982
1992 | 6.1667 | 0 | 0 | 0 | 0 | 0 | 0 | 0.003915 | 0.007982
1992 | 6.1771 | 0 | 0 | 0 | 0 | 0 | 0 | 0 | 0
1992 | 6.1875 | 0 | 0 | 0 | 0 | 0 | 0 | 0 | -0.007982
1992 | 6.1979 | 0 | 0.007982 | 0 | 0 | 0 | 0 | 0 | 0.015964
1992 | 6.2083 | 0.00783 | 0 | 0 | 0 | 0 | 0 | 0 | -0.015964
1992 | 6.2188 | 0 | 0 | 0 | 0 | 0 | 0 | 0.003915 | -0.007982
1992 | 6.2292 | 0 | 0 | 0 | 0 | 0 | 0 | -0.003915 | 0.011973
1992 | 6.2396 | 0.00783 | 0.007982 | 0 | 0 | 0 | 0 | 0.003915 | 0.003991
1992 | 6.25 | 0 | 0 | 0 | 0 | 0 | 0 | 0 | 0.023946
1992 | 6.2604 | 0 | 0 | 0 | 0 | 0 | 0 | 0.003915 | -0.031928
1992 | 6.2708 | 0 | 0 | 0 | 0 | 0 | 0 | 0 | 0.023946
1992 | 6.2813 | 0.00783 | 0.015964 | 0 | 0 | 0 | 0 | -0.00783 | -0.003991
1992 | 6.2917 | 0.00783 | 0 | 0 | 0 | 0 | 0 | 0.011745 | 0.015964
1992 | 6.3021 | 0 | 0 | 0 | 0 | 0 | 0 | 0 | -0.031928
1992 | 6.3125 | 0 | 0 | 0 | 0 | 0 | 0 | 0.00783 | 0.023946
1992 | 6.3229 | 0 | 0 | 0 | 0 | 0 | 0 | 0.011745 | 0.035919
1992 | 6.3333 | 0 | 0 | 0 | 0 | 0 | 0 | -0.011745 | 0
1992 | 6.3438 | 0 | 0.015964 | 0 | 0 | 0 | 0 | 0.00783 | -0.019955
1992 | 6.3542 | 0 | 0 | 0 | 0 | 0 | 0 | -0.003915 | 0.011973
1992 | 6.3646 | 0 | 0 | 0 | 0 | 0 | 0 | 0.00783 | 0.019955
1992 | 6.375 | 0 | 0 | 0 | 0 | 0 | 0 | -0.011745 | 0.003991
1992 | 6.3854 | 0 | 0 | 0 | 0 | 0 | 0 | 0.003915 | 0.003991
1992 | 6.3958 | 0.00783 | 0 | 0 | 0 | 0 | 0 | 0.01566 | 0.007982
1992 | 6.4063 | 0 | 0 | 0 | 0 | 0 | 0 | 0.011745 | 0.007982
1992 | 6.4167 | 0 | 0 | 0 | 0 | 0 | 0 | 0.003915 | 0.019955
1992 | 6.4271 | 0 | 0 | 0 | 0 | 0 | 0 | 0.02349 | -0.003991
1992 | 6.4375 | 0.02349 | 0 | 0 | 0 | 0 | 0 | 0 | 0.007982
1992 | 6.4479 | 0 | 0 | 0 | 0 | 0 | 0 | 0 | 0.027937
1992 | 6.4583 | 0 | 0 | 0 | 0 | 0 | 0 | 0.019575 | -0.007982
1992 | 6.4688 | 0 | 0 | 0 | 0 | 0 | 0 | 0.011745 | 0.051883
1992 | 6.4792 | 0 | 0 | 0 | 0 | 0 | 0 | 0.011745 | 0.011973
1992 | 6.4896 | 0 | 0 | 0 | 0 | 0 | 0 | 0.082215 | 0.027937
1992 | 6.5 | 0 | 0.031928 | 0 | 0 | 0 | 0 | -0.02349 | 0.027937
1992 | 6.5104 | 0 | 0 | 0 | 0 | 0 | 0 | 0.02349 | 0.051883
1992 | 6.5208 | 0 | 0 | 0 | 0 | 0 | 0 | 0.03132 | 0.047892
1992 | 6.5313 | 0 | 0 | 0 | 0 | 0 | 0 | 0.02349 | 0.059865
1992 | 6.5417 | 0 | 0 | 0 | 0 | 0 | 0 | 0.04698 | 0.015964
1992 | 6.5521 | 0 | 0 | 0 | 0 | 0 | 0 | 0.027405 | 0.051883
1992 | 6.5625 | 0 | 0 | 0 | 0 | 0 | 0 | 0.043065 | 0.043901
1992 | 6.5729 | 0 | 0 | 0 | 0 | 0 | 0 | 0.12136 | 0.027937
1992 | 6.5833 | 0 | 0 | 0 | 0 | 0 | 0 | 0.06264 | 0.087802
1992 | 6.5938 | 0 | 0 | 0 | 0 | 0 | 0 | -0.02349 | 0.071838
1992 | 6.6042 | 0.01566 | 0 | 0 | 0 | 0 | 0 | 0.027405 | -0.011973
1992 | 6.6146 | 0 | 0 | 0 | 0 | 0 | 0 | 0.08613 | 0.051883
1992 | 6.625 | 0 | 0 | 0 | 0 | 0 | 0 | 0.07047 | 0.035919
1992 | 6.6354 | 0 | 0 | 0 | 0 | 0 | 0 | 0.06264 | 0.055874
1992 | 6.6458 | 0 | 0 | 0 | 0 | 0 | 0 | 0.027405 | 0.067847
1992 | 6.6563 | 0 | 0 | 0 | 0 | 0 | 0 | 0.04698 | 0.023946
1992 | 6.6667 | 0 | 0 | 0 | 0 | 0 | 0 | 0.02349 | -0.011973
1992 | 6.6771 | 0 | 0 | 0 | 0 | 0 | 0 | 0.06264 | 0.07982
1992 | 6.6875 | 0 | 0 | 0 | 0 | 0 | 0 | 0.027405 | 0.011973
1992 | 6.6979 | 0 | 0 | 0 | 0 | 0 | 0 | 0.06264 | 0.031928
1992 | 6.7083 | 0.02349 | 0 | 0 | 0 | 0 | 0 | -0.01566 | 0.023946
1992 | 6.7188 | 0 | 0 | 0 | 0 | 0 | 0 | 0.043065 | 0
1992 | 6.7292 | 0 | 0.023946 | 0 | 0 | 0 | 0 | -0.03132 | 0.015964
1992 | 6.7396 | 0 | 0 | 0 | 0 | 0 | 0 | 0.066555 | 0.075829
1992 | 6.75 | 0 | 0 | 0 | 0 | 0 | 0 | 0.043065 | -0.011973
1992 | 6.7604 | 0 | 0 | 0 | 0 | 0 | 0 | 0.027405 | 0.011973
1992 | 6.7708 | 0.03132 | 0 | 0 | 0 | 0 | 0 | 0.00783 | 0.035919
1992 | 6.7813 | 0 | 0 | 0 | 0 | 0 | 0 | -0.003915 | -0.019955
1992 | 6.7917 | 0.01566 | 0 | 0 | 0 | 0 | 0 | 0.011745 | 0.011973
1992 | 6.8021 | 0 | 0 | 0 | 0 | 0 | 0 | 0.003915 | 0.031928
1992 | 6.8125 | 0 | 0 | 0 | 0 | 0 | 0 | 0.019575 | 0.003991
1992 | 6.8229 | 0 | 0 | 0 | 0 | 0 | 0 | 0.02349 | -0.007982
1992 | 6.8333 | 0.03915 | 0 | 0 | 0 | 0 | 0 | 0.00783 | 0.011973
1992 | 6.8438 | 0.01566 | 0 | 0 | 0 | 0 | 0 | 0.00783 | 0.031928
1992 | 6.8542 | 0.03915 | 0 | 0 | 0 | 0 | 0 | -0.035235 | -0.03991
1992 | 6.8646 | 0 | 0 | 0 | 0.07982 | 0 | 0 | 0.01566 | 0.035919
1992 | 6.875 | 0 | 0 | 0 | 0 | 0 | 0 | 0.02349 | 0.075829
1992 | 6.8854 | 0 | 0 | 0 | 0 | 0 | 0 | 0.019575 | 0
1992 | 6.8958 | 0 | 0 | 0 | 0 | 0 | 0 | 0.03915 | 0.03991
1992 | 6.9063 | 0 | 0.023946 | 0 | 0 | 0 | 0 | 0.003915 | 0
1992 | 6.9167 | 0 | 0 | 0 | 0 | 0 | 0 | 0.027405 | 0.003991
1992 | 6.9271 | 0.02349 | 0.015964 | 0 | 0 | 0 | 0 | -0.02349 | 0.015964
1992 | 6.9375 | 0.02349 | 0 | 0 | 0 | 0 | 0 | -0.019575 | 0.031928
1992 | 6.9479 | 0 | 0 | 0 | 0 | 0 | 0 | 0.027405 | 0.019955
1992 | 6.9583 | 0 | 0 | 0 | 0 | 0 | 0 | -0.019575 | -0.011973
1992 | 6.9688 | 0.03132 | 0 | 0 | 0 | 0 | 0 | 0.027405 | 0.011973
1992 | 6.9792 | 0.03915 | 0 | 0 | 0 | 0 | 0 | 0.058725 | -0.047892
1992 | 6.9896 | 0 | 0 | 0.03132 | 0.063856 | 0 | 0 | 0.097875 | 0.019955
1992 | 7 | 0 | 0 | 0.99441 | 0.98179 | 0 | 0 | 0 | 0
1992 | 7.0104 | 0 | 0 | 2.4978 | 2.7937 | 0 | 0 | 0 | 0
1992 | 7.0208 | 0 | 0 | 2.6622 | 2.5702 | 0 | 0 | 0 | 0
1992 | 7.0313 | 0 | 0 | 1.7774 | 1.7481 | 0 | 0 | 0 | 0
1992 | 7.0417 | 0 | 0 | 2.3098 | 2.2908 | 0 | 0 | 0 | 0
1992 | 7.0521 | 0 | 0 | 2.9206 | 2.9533 | 0 | 0 | 0 | 0
1992 | 7.0625 | 0 | 0 | 1.7148 | 1.764 | 0 | 0 | 0 | 0
1992 | 7.0729 | 0 | 0 | 0.66555 | 0.58269 | 0 | 0 | 0 | 0
1992 | 7.0833 | 0 | 0 | 0.11745 | 0.13569 | 0 | 0 | 0.02349 | 0
1992 | 7.0938 | 0 | 0 | 0 | 0.047892 | 0 | 0 | -0.01566 | -0.003991
1992 | 7.1042 | 0 | 0.015964 | 0.07047 | 0.031928 | 0 | 0 | 0.04698 | 0.011973
1992 | 7.1146 | 0 | 0 | 0.10179 | 0.023946 | 0 | 0 | 0.019575 | 0.023946
1992 | 7.125 | 0 | 0 | 0 | 0 | 0 | 0 | 0.05481 | 0
1992 | 7.1354 | 0 | 0 | 0 | 0 | 0 | 0 | -0.003915 | -5.6843e-14
1992 | 7.1458 | 0 | 0.007982 | 0.03915 | 0 | 0 | 0 | -0.01566 | 0.015964
1992 | 7.1563 | 0.02349 | 0.055874 | 0.09396 | 0 | 0 | 0 | -0.03915 | -0.007982
1992 | 7.1667 | 0 | 0 | 0 | 0 | 0 | 0 | 0.04698 | -0.003991
1992 | 7.1771 | 0 | 0.03991 | 0.0783 | 0 | 0 | 0 | 0.011745 | 0.011973
1992 | 7.1875 | 0 | 0.007982 | 0 | 0 | 0 | 0 | -0.00783 | 0.031928
1992 | 7.1979 | 0 | 0 | 0 | 0 | 0 | 0 | 0.027405 | -0.003991
1992 | 7.2083 | 0 | 0.015964 | 0.05481 | 0 | 0 | 0 | 0 | 0.007982
1992 | 7.2188 | 0 | 0.063856 | 0 | 0 | 0 | 0 | 0 | 0.047892
1992 | 7.2292 | 0.02349 | 0 | 0.04698 | 0.055874 | 0 | 0 | -0.043065 | 0.019955
1992 | 7.2396 | 0 | 0 | 0 | 0.055874 | 0 | 0 | 0.066555 | 0.095784
1992 | 7.25 | 0 | 0 | 0 | 0 | 0 | 0 | 0.12136 | 0.099775
1992 | 7.2604 | 0 | 0 | 0 | 0 | 0 | 0 | -0.003915 | 0.031928
1992 | 7.2708 | 0.06264 | 0 | 0 | 0 | 0 | 0 | 0.19966 | 0.015964
1992 | 7.2813 | 0 | 0 | 0 | 0 | 0 | 0 | 0.00783 | 0.035919
1992 | 7.2917 | 0 | 0 | 0 | 0 | 0 | 0 | 0.06264 | 0.023946
1992 | 7.3021 | 0.00783 | 0.031928 | 0 | 0 | 0 | 0 | -0.019575 | 0.019955
1992 | 7.3125 | 0 | 0 | 0 | 0 | 0 | 0 | 0.050895 | 0.035919
1992 | 7.3229 | 0 | 0.03991 | 0 | 0 | 0 | 0 | -0.003915 | 0
1992 | 7.3333 | 0.01566 | 0 | 0 | 0 | 0 | 0 | 0.003915 | 0.015964
1992 | 7.3438 | 0 | 0 | 0.05481 | 0 | 0 | 0 | -0.00783 | 0.031928
1992 | 7.3542 | 0.03132 | 0 | 0 | 0 | 0 | 0 | 0.003915 | -0.027937
1992 | 7.3646 | 0.00783 | 0 | 0 | 0 | 0 | 0 | 0.00783 | -0.11175
1992 | 7.375 | 0.02349 | 0 | 0 | 0 | 0 | 0 | -0.03132 | 0.067847
1992 | 7.3854 | 0.03132 | 0 | 0 | 0 | 0 | 0 | 0.05481 | 0.083811
1992 | 7.3958 | 0 | 0 | 0.0783 | 0 | 0 | 0 | -0.00783 | 0.003991
1992 | 7.4063 | 0 | 0.007982 | 0 | 0 | 0 | 0 | 0.13702 | 0.051883
1992 | 7.4167 | 0 | 0 | 0 | 0 | 0 | 0 | 0.02349 | 0.055874
1992 | 7.4271 | 0 | 0 | 0 | 0 | 0 | 0 | 0.10962 | 0.011973
1992 | 7.4375 | 0 | 0 | 0 | 0 | 0 | 0 | 0.00783 | 0.10377
1992 | 7.4479 | 0 | 0 | 0 | 0 | 0 | 0 | 0.10571 | -0.083811
1992 | 7.4583 | 0 | 0 | 0 | 0 | 0 | 0 | 0.019575 | 0.21551
1992 | 7.4688 | 0 | 0 | 0 | 0 | 0 | 0 | 0.074385 | 0.063856
1992 | 7.4792 | 0 | 0 | 0 | 0 | 0 | 0 | 0.050895 | -0.063856
1992 | 7.4896 | 0 | 0 | 0 | 0 | 0 | 0 | 0.12528 | -0.031928
1992 | 7.5 | 0 | 0 | 0 | 0 | 0 | 0 | 0.11354 | 0.41506
1992 | 7.5104 | 0 | 0 | 0 | 0 | 0 | 0 | 0.082215 | -0.035919
1992 | 7.5208 | 0 | 0 | 0 | 0 | 0 | 0 | 0.019575 | 0.11973
1992 | 7.5313 | 0 | 0 | 0 | 0 | 0 | 0 | 0.09396 | -0.035919
1992 | 7.5417 | 0 | 0 | 0 | 0 | 0 | 0 | 0.090045 | 0.047892
1992 | 7.5521 | 0 | 0 | 0 | 0 | 0 | 0 | 0.05481 | 0.099775
1992 | 7.5625 | 0 | 0 | 0 | 0 | 0 | 0 | 0.050895 | 0.035919
1992 | 7.5729 | 0 | 0 | 0 | 0 | 0 | 0 | 0.14094 | 0.16363
1992 | 7.5833 | 0 | 0 | 0 | 0 | 0 | 0 | 0.01566 | 0.055874
1992 | 7.5938 | 0 | 0 | 0 | 0 | 0 | 0 | 0.12528 | 0.12771
1992 | 7.6042 | 0 | 0.015964 | 0 | 0 | 0 | 0 | 0.074385 | 0.007982
1992 | 7.6146 | 0 | 0 | 0 | 0 | 0 | 0 | 0.04698 | 0.30332
1992 | 7.625 | 0 | 0 | 0 | 0 | 0 | 0 | 0.07047 | 0.063856
1992 | 7.6354 | 0 | 0.047892 | 0 | 0.07982 | 0 | 0 | 0.08613 | -0.22749
1992 | 7.6458 | 0 | 0 | 0 | 0 | 0 | 0 | 0.019575 | 0.32726
1992 | 7.6563 | 0 | 0 | 0 | 0 | 0 | 0 | 0.14486 | 0
1992 | 7.6667 | 0.02349 | 0 | 0 | 0 | 0 | 0 | -0.003915 | 0.047892
1992 | 7.6771 | 0 | 0 | 0 | 0 | 0 | 0 | 0.019575 | 0.12771
1992 | 7.6875 | 0 | 0 | 0 | 0 | 0 | 0 | 0.14486 | 0.035919
1992 | 7.6979 | 0 | 0 | 0 | 0 | 0 | 0 | 0.16443 | 0.075829
1992 | 7.7083 | 0 | 0 | 0 | 0 | 0 | 0 | 0.050895 | 0.007982
1992 | 7.7188 | 0 | 0 | 0 | 0 | 0 | 0 | 0 | 0.031928
1992 | 7.7292 | 0 | 0 | 0 | 0 | 0 | 0 | 0.04698 | 0.019955
1992 | 7.7396 | 0 | 0 | 0 | 0 | 0 | 0 | 0.02349 | 0.003991
1992 | 7.75 | 0 | 0 | 0 | 0 | 0 | 0 | 0 | 0.019955
1992 | 7.7604 | 0.03132 | 0 | 0 | 0 | 0 | 0 | 0.011745 | 0.011973
1992 | 7.7708 | 0 | 0.007982 | 0 | 0 | 0 | 0 | 0.04698 | 0.019955
1992 | 7.7813 | 0 | 0 | 0 | 0 | 0 | 0 | 0.00783 | 0.011973
1992 | 7.7917 | 0.01566 | 0 | 0 | 0 | 0 | 0 | 0.003915 | 0.035919
1992 | 7.8021 | 0.00783 | 0.015964 | 0 | 0 | 0 | 0 | -0.011745 | 0.023946
1992 | 7.8125 | 0 | 0 | 0 | 0 | 0 | 0 | 0.01566 | -0.03991
1992 | 7.8229 | 0 | 0 | 0 | 0 | 0 | 0 | 0.03132 | 0.071838
1992 | 7.8333 | 0 | 0.047892 | 0.12528 | 0 | 0 | 0 | -0.003915 | 0
1992 | 7.8438 | 0 | 0 | 0 | 0 | 0 | 0 | 0 | 0.071838
1992 | 7.8542 | 0 | 0 | 0 | 0 | 0 | 0 | 0.043065 | -0.015964
1992 | 7.8646 | 0 | 0 | 0 | 0 | 0 | 0 | 0.03915 | 0.047892
1992 | 7.875 | 0 | 0 | 0 | 0 | 0 | 0 | -0.003915 | -0.051883
1992 | 7.8854 | 0 | 0 | 0 | 0 | 0 | 0 | 0.02349 | -0.003991
1992 | 7.8958 | 0.04698 | 0 | 0 | 0 | 0 | 0 | 0.03132 | 0.067847
1992 | 7.9063 | 0 | 0.023946 | 0 | 0 | 0 | 0 | 0.07047 | -0.011973
1992 | 7.9167 | 0 | 0 | 0 | 0 | 0 | 0 | 0.08613 | 0.063856
1992 | 7.9271 | 0 | 0 | 0 | 0 | 0 | 0 | 0.03132 | 0.015964
1992 | 7.9375 | 0 | 0 | 0 | 0 | 0 | 0 | -0.003915 | 0.003991
1992 | 7.9479 | 0 | 0 | 0 | 0 | 0 | 0 | -0.003915 | 0
1992 | 7.9583 | 0 | 0 | 0 | 0 | 0 | 0 | 0.05481 | 0.015964
1992 | 7.9688 | 0 | 0 | 0 | 0 | 0 | 0 | 0.00783 | 0.035919
1992 | 7.9792 | 0 | 0 | 0 | 0 | 0 | 0 | 0.011745 | 0.007982
1992 | 7.9896 | 0 | 0.031928 | 0 | 0 | 0 | 0 | -0.003915 | 0.03991
1992 | 8 | 0 | 0 | 0 | 0 | 0 | 0 | -0.003915 | -0.003991
1992 | 8.0104 | 0 | 0 | 0 | 0 | 0 | 0 | 0.01566 | 0.019955
1992 | 8.0208 | 0 | 0 | 0 | 0 | 0 | 0 | 0.02349 | -0.023946
1992 | 8.0313 | 0 | 0 | 0 | 0 | 0 | 0 | 0.01566 | 0.011973
1992 | 8.0417 | 0 | 0 | 0 | 0 | 0 | 0 | 0.00783 | 0.023946
1992 | 8.0521 | 0 | 0 | 0 | 0 | 0 | 0 | 0.003915 | -0.003991
1992 | 8.0625 | 0 | 0 | 0 | 0 | 0 | 0 | 0.00783 | 0.015964
1992 | 8.0729 | 0 | 0.007982 | 0 | 0 | 0 | 0 | -0.019575 | -0.007982
1992 | 8.0833 | 0 | 0 | 0 | 0 | 0 | 0 | 0.035235 | 0.011973
1992 | 8.0938 | 0 | 0.007982 | 0 | 0 | 0 | 0 | -0.011745 | 0.003991
1992 | 8.1042 | 0 | 0 | 0 | 0 | 0 | 0 | -0.011745 | -0.003991
1992 | 8.1146 | 0 | 0 | 0 | 0 | 0 | 0 | 0.003915 | 0
1992 | 8.125 | 0.00783 | 0 | 0 | 0 | 0 | 0 | 0.003915 | 0.003991
1992 | 8.1354 | 0 | 0 | 0 | 0 | 0 | 0 | -0.003915 | 0.011973
1992 | 8.1458 | 0 | 0 | 0 | 0 | 0 | 0 | 0.00783 | -0.003991
1992 | 8.1563 | 0 | 0.007982 | 0 | 0 | 0 | 0 | 0.003915 | 0
1992 | 8.1667 | 0 | 0 | 0 | 0 | 0 | 0 | -0.003915 | 0.003991
1992 | 8.1771 | 0.02349 | 0 | 0 | 0 | 0 | 0 | 0 | 0
1992 | 8.1875 | 0 | 0 | 0 | 0 | 0 | 0 | 0.011745 | -0.023946
1992 | 8.1979 | 0 | 0 | 0 | 0 | 0 | 0 | 0.011745 | 0.027937
1992 | 8.2083 | 0 | 0 | 0 | 0 | 0 | 0 | -0.01566 | -0.03991
1992 | 8.2188 | 0 | 0 | 0 | 0 | 0 | 0 | -0.011745 | 0.007982
1992 | 8.2292 | 0.03132 | 0.023946 | 0 | 0 | 0 | 0 | -0.00783 | 0
1992 | 8.2396 | 0 | 0.007982 | 0 | 0 | 0 | 0 | 0.03132 | 0.051883
1992 | 8.25 | 0 | 0 | 0 | 0 | 0 | 0 | 0.03915 | 0
1992 | 8.2604 | 0 | 0 | 0 | 0 | 0 | 0 | 0.02349 | 0.027937
1992 | 8.2708 | 0 | 0 | 0 | 0 | 0 | 0 | 0.011745 | 0.031928
1992 | 8.2813 | 0 | 0 | 0 | 0 | 0 | 0 | 0.019575 | 0
1992 | 8.2917 | 0 | 0 | 0 | 0 | 0 | 0 | 0.003915 | -0.007982
1992 | 8.3021 | 0 | 0.015964 | 0 | 0 | 0 | 0 | 0 | 0.003991
1992 | 8.3125 | 0.01566 | 0 | 0 | 0 | 0 | 0 | 0 | 0.011973
1992 | 8.3229 | 0.02349 | 0.007982 | 0 | 0 | 0 | 0 | 0 | 0.003991
1992 | 8.3333 | 0 | 0 | 0 | 0 | 0 | 0 | 5.6843e-14 | -0.011973
1992 | 8.3438 | 0 | 0 | 0 | 0 | 0 | 0 | -5.6843e-14 | 0.023946
1992 | 8.3542 | 0.01566 | 0 | 0 | 0 | 0 | 0 | 0.003915 | -0.003991
1992 | 8.3646 | 0 | 0 | 0 | 0 | 0 | 0 | 0.043065 | 0.011973
1992 | 8.375 | 0.03915 | 0 | 0 | 0 | 0 | 0 | 0 | -0.015964
1992 | 8.3854 | 0.03915 | 0 | 0 | 0 | 0 | 0 | -0.003915 | -0.023946
1992 | 8.3958 | 0 | 0 | 0 | 0 | 0 | 0 | -0.011745 | 0.047892
1992 | 8.4063 | 0 | 0 | 0 | 0 | 0 | 0 | 0.02349 | 2.8422e-14
1992 | 8.4167 | 0 | 0 | 0 | 0 | 0 | 0 | -0.019575 | -0.019955
1992 | 8.4271 | 0 | 0 | 0 | 0 | 0 | 0 | 0.03132 | 0.019955
1992 | 8.4375 | 0 | 0 | 0 | 0 | 0 | 0 | 0.019575 | 0.043901
1992 | 8.4479 | 0 | 0 | 0 | 0 | 0 | 0 | 0.03132 | 0
1992 | 8.4583 | 0 | 0 | 0 | 0 | 0 | 0 | 0.10179 | 0.055874
1992 | 8.4688 | 0 | 0 | 0 | 0 | 0 | 0 | 0.03915 | 0.091793
1992 | 8.4792 | 0 | 0 | 0 | 0 | 0 | 0 | 0.02349 | 0.007982
1992 | 8.4896 | 0 | 0.063856 | 0 | 0 | 0 | 0 | 0.03132 | 0.063856
1992 | 8.5 | 0 | 0 | 0 | 0 | 0 | 0 | 5.6843e-14 | -0.011973
1992 | 8.5104 | 0 | 0 | 0 | 0 | 0 | 0 | 0.04698 | 0.095784
1992 | 8.5208 | 0 | 0 | 0 | 0 | 0 | 0 | 0.082215 | -0.035919
1992 | 8.5313 | 0 | 0 | 0 | 0 | 0 | 0 | 0.03132 | 0.1317
1992 | 8.5417 | 0 | 0 | 0 | 0 | 0 | 0 | 0.06264 | 0.043901
1992 | 8.5521 | 0 | 0 | 0 | 0 | 0 | 0 | 0.03132 | 0.023946
1992 | 8.5625 | 0 | 0 | 0 | 0 | 0 | 0 | 0.03132 | 0.095784
1992 | 8.5729 | 0 | 0 | 0 | 0 | 0 | 0 | 0.08613 | 0.011973
1992 | 8.5833 | 0 | 0 | 0 | 0 | 0 | 0 | 0.019575 | 0.051883
1992 | 8.5938 | 0 | 0 | 0 | 0 | 0 | 0 | 0.06264 | 0.083811
1992 | 8.6042 | 0 | 0 | 0 | 0 | 0 | 0 | 0.050895 | 0.063856
1992 | 8.6146 | 0 | 0 | 0 | 0 | 0 | 0 | 0.04698 | -0.035919
1992 | 8.625 | 0 | 0 | 0 | 0 | 0 | 0 | 0.01566 | 0.059865
1992 | 8.6354 | 0 | 0 | 0 | 0 | 0 | 0 | 0.035235 | 0.051883
1992 | 8.6458 | 0 | 0 | 0 | 0 | 0 | 0 | 0.04698 | 0.099775
1992 | 8.6563 | 0 | 0 | 0 | 0 | 0 | 0 | 0.08613 | 0.023946
1992 | 8.6667 | 0 | 0 | 0 | 0 | 0 | 0 | 0.043065 | 0.019955
1992 | 8.6771 | 0 | 0 | 0 | 0 | 0 | 0 | 0.050895 | 0.063856
1992 | 8.6875 | 0 | 0 | 0 | 0 | 0 | 0 | 0.03132 | 0.031928
1992 | 8.6979 | 0 | 0 | 0 | 0 | 0 | 0 | 0.035235 | 0.015964
1992 | 8.7083 | 0 | 0 | 0 | 0 | 0 | 0 | 0.05481 | 0.043901
1992 | 8.7188 | 0 | 0 | 0 | 0 | 0 | 0 | 0.01566 | 0.023946
1992 | 8.7292 | 0 | 0 | 0 | 0 | 0 | 0 | 0.02349 | 0.019955
1992 | 8.7396 | 0 | 0 | 0 | 0 | 0 | 0 | 0.01566 | 0.035919
1992 | 8.75 | 0 | 0 | 0 | 0 | 0 | 0 | 0.01566 | 0
1992 | 8.7604 | 0 | 0 | 0 | 0 | 0 | 0 | -0.003915 | 0
1992 | 8.7708 | 0 | 0 | 0 | 0 | 0 | 0 | 0.00783 | 0.007982
1992 | 8.7813 | 0 | 0 | 0 | 0 | 0 | 0 | 0 | 0.019955
1992 | 8.7917 | 0 | 0 | 0 | 0 | 0 | 0 | 0.019575 | 0.011973
1992 | 8.8021 | 0 | 0 | 0 | 0 | 0 | 0 | 0.011745 | -0.003991
1992 | 8.8125 | 0 | 0 | 0 | 0 | 0 | 0 | 0 | 0.015964
1992 | 8.8229 | 0 | 0.023946 | 0 | 0 | 0 | 0 | 0 | 0.003991
1992 | 8.8333 | 0 | 0 | 0 | 0 | 0 | 0 | 0.003915 | 0.011973
1992 | 8.8438 | 0 | 0 | 0 | 0 | 0 | 0 | -0.003915 | 0
1992 | 8.8542 | 0.00783 | 0 | 0 | 0 | 0 | 0 | 0.00783 | -0.019955
1992 | 8.8646 | 0 | 0 | 0 | 0 | 0 | 0 | 0 | 0.019955
1992 | 8.875 | 0.00783 | 0 | 0 | 0 | 0 | 0 | 0.003915 | 0.019955
1992 | 8.8854 | 0 | 0 | 0 | 0 | 0 | 0 | 0.003915 | -0.003991
1992 | 8.8958 | 0 | 0.023946 | 0 | 0 | 0 | 0 | -0.003915 | -0.007982
1992 | 8.9063 | 0 | 0 | 0 | 0 | 0 | 0 | 0.003915 | 0.015964
1992 | 8.9167 | 0.00783 | 0.007982 | 0 | 0 | 0 | 0 | 0 | 0.003991
1992 | 8.9271 | 0 | 0 | 0 | 0 | 0 | 0 | 0 | 0.011973
1992 | 8.9375 | 0.00783 | 0 | 0 | 0 | 0 | 0 | 0.003915 | -0.003991
1992 | 8.9479 | 0 | 0.03991 | 0 | 0 | 0 | 0 | 0.003915 | 0.011973
1992 | 8.9583 | 0.01566 | 0 | 0 | 0 | 0 | 0 | 0.003915 | 0.019955
1992 | 8.9688 | 0 | 0 | 0 | 0 | 0 | 0 | 0 | 0.023946
1992 | 8.9792 | 0 | 0 | 0 | 0 | 0 | 0 | 0.00783 | -0.015964
1992 | 8.9896 | 0.00783 | 0 | 0 | 0 | 0 | 0 | 0.003915 | 0
1992 | 9 | 0 | 0 | 0 | 0 | 0 | 0 | 0.00783 | -0.003991
1992 | 9.0104 | 0.01566 | 0 | 0 | 0 | 0 | 0 | 0.00783 | -0.003991
1992 | 9.0208 | 0 | 0 | 0 | 0 | 0 | 0 | 0 | 0.015964
1992 | 9.0313 | 0 | 0 | 0 | 0 | 0 | 0 | 0.003915 | 0.011973
1992 | 9.0417 | 0 | 0 | 0 | 0 | 0 | 0 | -0.003915 | -0.019955
1992 | 9.0521 | 0 | 0 | 0 | 0 | 0 | 0 | -0.003915 | 0.019955
1992 | 9.0625 | 0 | 0.031928 | 0 | 0 | 0 | 0 | -0.003915 | 0.007982
1992 | 9.0729 | 0.00783 | 0 | 0 | 0 | 0 | 0 | 0.003915 | -0.011973
1992 | 9.0833 | 0 | 0 | 0 | 0 | 0 | 0 | 0.003915 | -2.8422e-14
1992 | 9.0938 | 0 | 0 | 0 | 0 | 0 | 0 | -0.003915 | 0.007982
1992 | 9.1042 | 0.01566 | 0 | 0 | 0 | 0 | 0 | 0.00783 | 0.027937
1992 | 9.1146 | 0 | 0.047892 | 0 | 0 | 0 | 0 | -0.01566 | 0.003991
1992 | 9.125 | 0 | 0 | 0 | 0 | 0 | 0 | 0.003915 | 0.007982
1992 | 9.1354 | 0.01566 | 0 | 0 | 0 | 0 | 0 | 0.003915 | -0.007982
1992 | 9.1458 | 0 | 0.007982 | 0 | 0 | 0 | 0 | 0.003915 | 0.015964
1992 | 9.1563 | 0 | 0 | 0 | 0 | 0 | 0 | 0.011745 | 0
1992 | 9.1667 | 0 | 0.023946 | 0 | 0 | 0 | 0 | 0.003915 | 0.019955
1992 | 9.1771 | 0 | 0 | 0 | 0 | 0 | 0 | 0.00783 | 2.8422e-14
1992 | 9.1875 | 0.01566 | 0 | 0 | 0 | 0 | 0 | 0.00783 | 0
1992 | 9.1979 | 0.01566 | 0 | 0 | 0 | 0 | 0 | 0 | -0.019955
1992 | 9.2083 | 0.06264 | 0.007982 | 0 | 0 | 0 | 0 | -0.003915 | -0.003991
1992 | 9.2188 | 0 | 0 | 0 | 0 | 0 | 0 | -0.011745 | 0.007982
1992 | 9.2292 | 0 | 0 | 0 | 0 | 0 | 0 | 0.02349 | 0.007982
1992 | 9.2396 | 0 | 0 | 0 | 0 | 0 | 0 | 0.035235 | 0.015964
1992 | 9.25 | 0 | 0 | 0 | 0 | 0 | 0 | -0.003915 | 0.007982
1992 | 9.2604 | 0 | 0.031928 | 0 | 0 | 0 | 0 | -0.003915 | 0.015964
1992 | 9.2708 | 0 | 0 | 0 | 0 | 0 | 0 | 0.01566 | 0.023946
1992 | 9.2813 | 0.02349 | 0 | 0 | 0 | 0 | 0 | 0.003915 | -0.023946
1992 | 9.2917 | 0.00783 | 0.015964 | 0 | 0 | 0 | 0 | 0 | -0.003991
1992 | 9.3021 | 0.02349 | 0 | 0 | 0 | 0 | 0 | 0.00783 | 0.003991
1992 | 9.3125 | 0.00783 | 0 | 0 | 0 | 0 | 0 | 0.003915 | 0.003991
1992 | 9.3229 | 0 | 0 | 0 | 0 | 0 | 0 | 0.03132 | 0.015964
1992 | 9.3333 | 0 | 0 | 0 | 0 | 0 | 0 | 0.03132 | -0.011973
1992 | 9.3438 | 0 | 0 | 0 | 0 | 0 | 0 | -0.03132 | -0.011973
1992 | 9.3542 | 0 | 0 | 0 | 0 | 0 | 0 | 0.03915 | 0.043901
1992 | 9.3646 | 0 | 0 | 0 | 0 | 0 | 0 | -0.011745 | -0.011973
1992 | 9.375 | 0 | 0 | 0 | 0 | 0 | 0 | 0.00783 | 0.015964
1992 | 9.3854 | 0.01566 | 0.023946 | 0 | 0 | 0 | 0 | 0.019575 | 0.015964
1992 | 9.3958 | 0 | 0 | 0 | 0 | 0 | 0 | 0.003915 | -0.003991
1992 | 9.4063 | 0 | 0 | 0 | 0 | 0 | 0 | 0.003915 | 0.023946
1992 | 9.4167 | 0 | 0 | 0 | 0 | 0 | 0 | 0.003915 | 0.011973
1992 | 9.4271 | 0.03915 | 0.055874 | 0 | 0 | 0 | 0 | -0.00783 | 0.019955
1992 | 9.4375 | 0.00783 | 0 | 0 | 0 | 0 | 0 | 0.003915 | 0.027937
1992 | 9.4479 | 0 | 0 | 0 | 0 | 0 | 0 | 0.043065 | 0.011973
1992 | 9.4583 | 0 | 0 | 0 | 0 | 0 | 0 | 0.01566 | 0.011973
1992 | 9.4688 | 0 | 0 | 0 | 0 | 0 | 0 | 0.035235 | 0.019955
1992 | 9.4792 | 0 | 0 | 0 | 0 | 0 | 0 | 0.035235 | 0.055874
1992 | 9.4896 | 0 | 0 | 0 | 0 | 0 | 0 | 0.035235 | -0.027937
1992 | 9.5 | 0 | 0 | 0 | 0 | 0 | 0 | 0.00783 | 0.047892
1992 | 9.5104 | 0 | 0 | 0 | 0 | 0 | 0 | 0.027405 | 0.027937
1992 | 9.5208 | 0 | 0 | 0 | 0 | 0 | 0 | 0.02349 | 0.007982
1992 | 9.5313 | 0 | 0 | 0 | 0 | 0 | 0 | 0.05481 | 0.07982
1992 | 9.5417 | 0 | 0 | 0 | 0 | 0 | 0 | 0.003915 | 0.019955
1992 | 9.5521 | 0 | 0 | 0 | 0 | 0 | 0 | 0.050895 | 0.047892
1992 | 9.5625 | 0 | 0 | 0 | 0 | 0 | 0 | 0.066555 | 0.071838
1992 | 9.5729 | 0 | 0 | 0 | 0 | 0 | 0 | 0.0783 | 0.023946
1992 | 9.5833 | 0 | 0 | 0 | 0 | 0 | 0 | 0.03132 | 0.031928
1992 | 9.5938 | 0 | 0 | 0 | 0 | 0 | 0 | 0.07047 | 0.047892
1992 | 9.6042 | 0 | 0 | 0 | 0 | 0 | 0 | 0.043065 | 0.07982
1992 | 9.6146 | 0 | 0 | 0 | 0 | 0 | 0 | 0.05481 | 0.047892
1992 | 9.625 | 0 | 0 | 0 | 0 | 0 | 0 | 0.043065 | 0.047892
1992 | 9.6354 | 0 | 0 | 0 | 0 | 0 | 0 | 0.043065 | 0.031928
1992 | 9.6458 | 0 | 0 | 0 | 0 | 0 | 0 | 0.043065 | 0.031928
1992 | 9.6562 | 0 | 0 | 0 | 0 | 0 | 0 | 0.066555 | 0.03991
1992 | 9.6667 | 0 | 0 | 0 | 0 | 0 | 0 | 0.043065 | 0.047892
1992 | 9.6771 | 0 | 0 | 0 | 0 | 0 | 0 | 0.04698 | 0.083811
1992 | 9.6875 | 0 | 0 | 0 | 0 | 0 | 0 | 0.043065 | 0.023946
1992 | 9.6979 | 0 | 0 | 0 | 0 | 0 | 0 | 0.035235 | 0.03991
1992 | 9.7083 | 0 | 0 | 0 | 0 | 0 | 0 | 0.035235 | 0.027937
1992 | 9.7187 | 0 | 0 | 0 | 0 | 0 | 0 | 0.019575 | 0.03991
1992 | 9.7292 | 0 | 0.023946 | 0 | 0 | 0 | 0 | 0.01566 | -0.023946
1992 | 9.7396 | 0 | 0 | 0 | 0 | 0 | 0 | 0.01566 | 0.051883
1992 | 9.75 | 0 | 0.031928 | 0 | 0 | 0 | 0 | 0.01566 | 0.03991
1992 | 9.7604 | 0.01566 | 0 | 0 | 0 | 0 | 0 | 0.00783 | 0.011973
1992 | 9.7708 | 0 | 0 | 0 | 0 | 0 | 0 | 0.00783 | 0
1992 | 9.7812 | 0 | 0 | 0 | 0 | 0 | 0 | 0.00783 | 0
1992 | 9.7917 | 0 | 0 | 0 | 0 | 0 | 0 | 0.00783 | 0.015964
1992 | 9.8021 | 0 | 0 | 0 | 0 | 0 | 0 | 0.00783 | -0.015964
1992 | 9.8125 | 0 | 0 | 0 | 0 | 0 | 0 | 0 | 0.015964
1992 | 9.8229 | 0 | 0 | 0 | 0 | 0 | 0 | -0.003915 | 0.003991
1992 | 9.8333 | 0 | 0 | 0 | 0 | 0 | 0 | 0.003915 | 0.027937
1992 | 9.8437 | 0 | 0.03991 | 0 | 0 | 0 | 0 | -0.003915 | 0.007982
1992 | 9.8542 | 0 | 0 | 0 | 0 | 0 | 0 | -0.00783 | 0
1992 | 9.8646 | 0 | 0 | 0 | 0 | 0 | 0 | 0.003915 | 0.007982
1992 | 9.875 | 0 | 0 | 0 | 0 | 0 | 0 | -0.003915 | -0.023946
1992 | 9.8854 | 0 | 0.03991 | 0 | 0 | 0 | 0 | 0.003915 | 0.035919
1992 | 9.8958 | 0.00783 | 0 | 0 | 0 | 0 | 0 | 0.003915 | 0.015964
1992 | 9.9062 | 0 | 0 | 0 | 0 | 0 | 0 | -0.003915 | 0.019955
1992 | 9.9167 | 0.00783 | 0 | 0 | 0 | 0 | 0 | 0.003915 | 0
1992 | 9.9271 | 0 | 0.031928 | 0 | 0 | 0 | 0 | 0.011745 | 0
1992 | 9.9375 | 0 | 0 | 0 | 0 | 0 | 0 | -0.003915 | 0.019955
1992 | 9.9479 | 0 | 0 | 0 | 0 | 0 | 0 | 0 | -0.003991
1992 | 9.9583 | 0.01566 | 0 | 0 | 0 | 0 | 0 | 0.003915 | 0.011973
1992 | 9.9687 | 0 | 0 | 0 | 0 | 0 | 0 | 0.003915 | 0.003991
1992 | 9.9792 | 0 | 0 | 0 | 0 | 0 | 0 | 0 | -0.011973
1992 | 9.9896 | 0 | 0 | 0 | 0 | 0 | 0 | 0.003915 | 0.015964
1992 | 10 | 0.00783 | 0 | 0 | 0 | 0 | 0 | 0 | -0.007982
1992 | 10.0104 | 0 | 0 | 0 | 0 | 0 | 0 | 0.003915 | 0.007982
1992 | 10.0208 | 0 | 0 | 0 | 0 | 0 | 0 | 0.003915 | -0.019955
1992 | 10.0312 | 0 | 0 | 0 | 0 | 0 | 0 | 0 | 0.023946
1992 | 10.0417 | 0 | 0 | 0 | 0 | 0 | 0 | 0 | -0.007982
1992 | 10.0521 | 0.00783 | 0 | 0 | 0 | 0 | 0 | 0.003915 | 0
1992 | 10.0625 | 0 | 0 | 0 | 0 | 0 | 0 | 0.003915 | 0.011973
1992 | 10.0729 | 0 | 0 | 0 | 0 | 0 | 0 | 0 | 0.003991
1992 | 10.0833 | 0 | 0.031928 | 0 | 0 | 0 | 0 | 0.011745 | 0.007982
1992 | 10.0937 | 0 | 0 | 0 | 0 | 0 | 0 | -0.003915 | 0.015964
1992 | 10.1042 | 0 | 0 | 0 | 0 | 0 | 0 | -0.00783 | -0.011973
1992 | 10.1146 | 0 | 0 | 0 | 0 | 0 | 0 | 0.00783 | 0.019955
1992 | 10.125 | 0.00783 | 0 | 0 | 0 | 0 | 0 | 0 | 0.003991
1992 | 10.1354 | 0 | 0.023946 | 0 | 0 | 0 | 0 | 0 | -0.003991
1992 | 10.1458 | 0 | 0 | 0 | 0 | 0 | 0 | 0.00783 | 0.003991
1992 | 10.1562 | 0 | 0 | 0 | 0 | 0 | 0 | 0.00783 | -0.015964
1992 | 10.1667 | 0.00783 | 0 | 0 | 0 | 0 | 0 | 0.003915 | 0.031928
1992 | 10.1771 | 0 | 0 | 0 | 0 | 0 | 0 | 0 | -0.007982
1992 | 10.1875 | 0.00783 | 0 | 0 | 0 | 0 | 0 | 0.00783 | 0.007982
1992 | 10.1979 | 0 | 0 | 0 | 0 | 0 | 0 | 0.00783 | 0.011973
1992 | 10.2083 | 0 | 0 | 0 | 0 | 0 | 0 | -0.003915 | 0.003991
1992 | 10.2187 | 0.00783 | 0.023946 | 0 | 0 | 0 | 0 | -0.003915 | 0
1992 | 10.2292 | 0 | 0.007982 | 0 | 0 | 0 | 0 | 0.003915 | 0.011973
1992 | 10.2396 | 0.00783 | 0 | 0 | 0 | 0 | 0 | 0 | 0.003991
1992 | 10.25 | 0 | 0 | 0 | 0 | 0 | 0 | 0 | -0.007982
1992 | 10.2604 | 0 | 0 | 0 | 0 | 0 | 0 | 0.00783 | 0.011973
1992 | 10.2708 | 0 | 0 | 0 | 0 | 0 | 0 | 0.003915 | 0
1992 | 10.2812 | 0 | 0 | 0 | 0 | 0 | 0 | 0.00783 | 0.011973
1992 | 10.2917 | 0.00783 | 0.007982 | 0 | 0 | 0 | 0 | -0.003915 | -0.007982
1992 | 10.3021 | 0.00783 | 0 | 0 | 0 | 0 | 0 | 0.00783 | 0.019955
1992 | 10.3125 | 0 | 0 | 0 | 0 | 0 | 0 | 0 | -0.019955
1992 | 10.3229 | 0 | 0.047892 | 0 | 0 | 0 | 0 | 0 | 0.047892
1992 | 10.3333 | 0.00783 | 0 | 0 | 0 | 0 | 0 | -0.003915 | -0.007982
1992 | 10.3437 | 0.01566 | 0 | 0 | 0 | 0 | 0 | 0.011745 | 0.027937
1992 | 10.3542 | 0 | 0 | 0 | 0 | 0 | 0 | 0.003915 | 0.003991
1992 | 10.3646 | 0.00783 | 0 | 0 | 0 | 0 | 0 | 0.00783 | -0.023946
1992 | 10.375 | 0 | 0 | 0 | 0 | 0 | 0 | 0.011745 | 0.011973
1992 | 10.3854 | 0.00783 | 0.007982 | 0 | 0 | 0 | 0 | -0.00783 | 0.003991
1992 | 10.3958 | 0 | 0 | 0 | 0 | 0 | 0 | -0.00783 | 0.007982
1992 | 10.4062 | 0 | 0 | 0 | 0 | 0 | 0 | 0.00783 | 0.003991
1992 | 10.4167 | 0 | 0 | 0 | 0 | 0 | 0 | 0 | 0.015964
1992 | 10.4271 | 0 | 0 | 0 | 0 | 0 | 0 | 0.011745 | -0.031928
1992 | 10.4375 | 0 | 0 | 0 | 0 | 0 | 0 | 0.00783 | 0.03991
1992 | 10.4479 | 0 | 0 | 0 | 0 | 0 | 0 | 0.019575 | 0.011973
1992 | 10.4583 | 0 | 0 | 0 | 0 | 0 | 0 | 0.03132 | -2.8422e-14
1992 | 10.4687 | 0.03915 | 0 | 0 | 0 | 0 | 0 | 0 | 0.011973
1992 | 10.4792 | 0 | 0 | 0 | 0 | 0 | 0 | 0.027405 | 0.015964
1992 | 10.4896 | 0 | 0 | 0 | 0 | 0 | 0 | -0.01566 | -0.007982
1992 | 10.5 | 0 | 0 | 0 | 0 | 0 | 0 | 0.0783 | 0.043901
1992 | 10.5104 | 0 | 0 | 0 | 0 | 0 | 0 | 0.035235 | 0.051883
1992 | 10.5208 | 0 | 0 | 0 | 0 | 0 | 0 | 0.035235 | -0.007982
1992 | 10.5312 | 0 | 0 | 0 | 0 | 0 | 0 | 0.04698 | 0.059865
1992 | 10.5417 | 0 | 0 | 0 | 0 | 0 | 0 | 0.03915 | 0.043901
1992 | 10.5521 | 0 | 0 | 0 | 0 | 0 | 0 | 0.043065 | 0.011973
1992 | 10.5625 | 0 | 0 | 0 | 0 | 0 | 0 | 0.03915 | 0.03991
1992 | 10.5729 | 0 | 0 | 0 | 0 | 0 | 0 | 0.04698 | 0.047892
1992 | 10.5833 | 0 | 0 | 0 | 0 | 0 | 0 | 0.035235 | 0.015964
1992 | 10.5937 | 0 | 0 | 0 | 0 | 0 | 0 | 0.04698 | 0.059865
1992 | 10.6042 | 0 | 0 | 0 | 0 | 0 | 0 | 0.04698 | 0.047892
1992 | 10.6146 | 0 | 0.047892 | 0 | 0 | 0 | 0 | 0.019575 | 0.015964
1992 | 10.625 | 0 | 0 | 0 | 0 | 0 | 0 | 0.043065 | 0.067847
1992 | 10.6354 | 0 | 0 | 0 | 0 | 0 | 0 | 0.019575 | 0.047892
1992 | 10.6458 | 0 | 0.023946 | 0 | 0 | 0 | 0 | 0.03915 | 0.031928
1992 | 10.6562 | 0 | 0 | 0 | 0 | 0 | 0 | 0.027405 | 0.031928
1992 | 10.6667 | 0 | 0 | 0 | 0 | 0 | 0 | 0.01566 | 0.015964
1992 | 10.6771 | 0 | 0 | 0 | 0 | 0 | 0 | 0.02349 | 0.011973
1992 | 10.6875 | 0 | 0 | 0 | 0 | 0 | 0 | 0.01566 | 0.035919
1992 | 10.6979 | 0 | 0 | 0 | 0 | 0 | 0 | 0.00783 | 0.007982
1992 | 10.7083 | 0 | 0.031928 | 0 | 0 | 0 | 0 | 0 | 0.027937
1992 | 10.7187 | 0 | 0 | 0 | 0 | 0 | 0 | 0.011745 | 0.003991
1992 | 10.7292 | 0 | 0 | 0 | 0 | 0 | 0 | -0.003915 | 0.007982
1992 | 10.7396 | 0 | 0 | 0 | 0 | 0 | 0 | 0.00783 | 0.003991
1992 | 10.75 | 0 | 0 | 0 | 0 | 0 | 0 | -0.02349 | 0.003991
1992 | 10.7604 | 0 | 0.015964 | 0 | 0 | 0 | 0 | 0.003915 | 0.003991
1992 | 10.7708 | 0 | 0 | 0 | 0 | 0 | 0 | 0 | 0.015964
1992 | 10.7812 | 0.00783 | 0 | 0 | 0 | 0 | 0 | 0 | -0.015964
1992 | 10.7917 | 0.03132 | 0 | 0 | 0 | 0 | 0 | 0 | -0.011973
1992 | 10.8021 | 0 | 0 | 0 | 0 | 0 | 0 | 0 | 0.019955
1992 | 10.8125 | 0 | 0 | 0 | 0 | 0 | 0 | 0.00783 | -0.003991
1992 | 10.8229 | 0 | 0 | 0 | 0 | 0 | 0 | 0.011745 | 0.015964
1992 | 10.8333 | 0 | 0.03991 | 0 | 0 | 0 | 0 | 0.00783 | 0.035919
1992 | 10.8437 | 0 | 0 | 0 | 0 | 0 | 0 | 0.003915 | 0.019955
1992 | 10.8542 | 0 | 0.023946 | 0 | 0 | 0 | 0 | 0.019575 | 0.027937
1992 | 10.8646 | 0 | 0 | 0 | 0 | 0 | 0 | 0.011745 | 0.003991
1992 | 10.875 | 0 | 0 | 0 | 0 | 0 | 0 | 0 | 0.015964
1992 | 10.8854 | 0 | 0.007982 | 0 | 0 | 0 | 0 | 0 | -0.023946
1992 | 10.8958 | 0.01566 | 0 | 0 | 0 | 0 | 0 | 0.003915 | 0.003991
1992 | 10.9062 | 0 | 0 | 0 | 0 | 0 | 0 | 0.03132 | 0.023946
1992 | 10.9167 | 0 | 0 | 0 | 0 | 0 | 0 | 0.003915 | 0.011973
1992 | 10.9271 | 0 | 0 | 0 | 0 | 0 | 0 | 0 | 0.003991
1992 | 10.9375 | 0 | 0 | 0 | 0 | 0 | 0 | 0.00783 | 0
1992 | 10.9479 | 0.01566 | 0 | 0 | 0 | 0 | 0 | 0 | 0.011973
1992 | 10.9583 | 0.03132 | 0 | 0 | 0 | 0 | 0 | 0 | -0.023946
1992 | 10.9687 | 0.03915 | 0 | 0 | 0 | 0 | 0 | -0.00783 | -0.011973
1992 | 10.9792 | 0 | 0 | 0 | 0 | 0 | 0 | 0.03915 | 0.011973
1992 | 10.9896 | 0.00783 | 0 | 0 | 0 | 0 | 0 | 0.00783 | 0.003991
1992 | 11 | 0 | 0 | 0 | 0 | 0 | 0 | 0.01566 | 0.019955
1992 | 11.0104 | 0 | 0 | 0 | 0 | 0 | 0 | 0.011745 | 0.007982
1992 | 11.0208 | 0 | 0 | 0 | 0 | 0 | 0 | -0.003915 | -0.015964
1992 | 11.0312 | 0.02349 | 0 | 0 | 0 | 0 | 0 | 0.011745 | 0.015964
1992 | 11.0417 | 0 | 0 | 0 | 0 | 0 | 0 | 0.019575 | 0.019955
1992 | 11.0521 | 0 | 0 | 0 | 0 | 0 | 0 | 0.003915 | 0.003991
1992 | 11.0625 | 0 | 0 | 0 | 0 | 0 | 0 | 0.011745 | 0.015964
1992 | 11.0729 | 0 | 0.031928 | 0 | 0 | 0 | 0 | -0.019575 | 0.023946
1992 | 11.0833 | 0 | 0 | 0 | 0 | 0 | 0 | 0 | -0.027937
1992 | 11.0937 | 0 | 0 | 0 | 0 | 0 | 0 | 0.01566 | 0.015964
1992 | 11.1042 | 0 | 0 | 0 | 0 | 0 | 0 | 0.027405 | 0.023946
1992 | 11.1146 | 0 | 0 | 0 | 0 | 0 | 0 | 0.01566 | 0.011973
1992 | 11.125 | 0 | 0 | 0 | 0 | 0 | 0 | 0.00783 | -0.003991
1992 | 11.1354 | 0 | 0 | 0 | 0 | 0 | 0 | 0.011745 | 0.031928
1992 | 11.1458 | 0.00783 | 0 | 0 | 0 | 0 | 0 | 0.003915 | 0.007982
1992 | 11.1562 | 0 | 0 | 0 | 0 | 0 | 0 | 0.02349 | -0.011973
1992 | 11.1667 | 0 | 0.015964 | 0 | 0 | 0 | 0 | -0.00783 | -0.003991
1992 | 11.1771 | 0 | 0 | 0 | 0 | 0 | 0 | 0.003915 | 0.035919
1992 | 11.1875 | 0 | 0 | 0 | 0 | 0 | 0 | 0.011745 | 0.023946
1992 | 11.1979 | 0 | 0 | 0 | 0 | 0 | 0 | 0.00783 | -0.003991
1992 | 11.2083 | 0.00783 | 0 | 0 | 0 | 0 | 0 | -0.019575 | 0
1992 | 11.2187 | 0 | 0 | 0 | 0 | 0 | 0 | 0.019575 | 0.003991
1992 | 11.2292 | 0 | 0 | 0 | 0 | 0 | 0 | 0.003915 | 0.007982
1992 | 11.2396 | 0 | 0 | 0 | 0 | 0 | 0 | 0.011745 | -0.007982
1992 | 11.25 | 0 | 0 | 0 | 0 | 0 | 0 | 5.6843e-14 | 0.003991
1992 | 11.2604 | 0 | 0 | 0 | 0 | 0 | 0 | -0.003915 | 0
1992 | 11.2708 | 0 | 0 | 0 | 0 | 0 | 0 | 0.011745 | 0.007982
1992 | 11.2812 | 0.02349 | 0 | 0 | 0 | 0 | 0 | 0.00783 | -0.015964
1992 | 11.2917 | 0 | 0 | 0 | 0 | 0 | 0 | 0.00783 | 0.023946
1992 | 11.3021 | 0 | 0 | 0 | 0 | 0 | 0 | 0 | 0.007982
1992 | 11.3125 | 0.02349 | 0.031928 | 0 | 0 | 0 | 0 | 0 | 0.035919
1992 | 11.3229 | 0 | 0 | 0 | 0 | 0 | 0 | 0.04698 | -0.011973
1992 | 11.3333 | 0 | 0 | 0 | 0 | 0 | 0 | -0.003915 | 0.031928
1992 | 11.3437 | 0 | 0.015964 | 0 | 0 | 0 | 0 | -0.01566 | -0.023946
1992 | 11.3542 | 0 | 0 | 0 | 0 | 0 | 0 | 0.01566 | 0.011973
1992 | 11.3646 | 0 | 0.007982 | 0 | 0 | 0 | 0 | -0.027405 | 2.8422e-14
1992 | 11.375 | 0 | 0 | 0 | 0 | 0 | 0 | 0 | 0.027937
1992 | 11.3854 | 0 | 0 | 0 | 0 | 0 | 0 | 0.019575 | 0.015964
1992 | 11.3958 | 0 | 0 | 0.04698 | 0 | 0 | 0 | -0.00783 | -0.003991
1992 | 11.4062 | 0.01566 | 0 | 0 | 0 | 0 | 0 | -0.01566 | -0.007982
1992 | 11.4167 | 0.01566 | 0 | 0.00783 | 0 | 0 | 0 | 0.019575 | 0.007982
1992 | 11.4271 | 0.02349 | 0.015964 | 0.03132 | 0 | 0 | 0 | 0.011745 | -0.015964
1992 | 11.4375 | 0 | 0 | 0 | 0 | 0 | 0 | -0.02349 | 0.007982
1992 | 11.4479 | 0 | 0 | 0 | 0 | 0 | 0 | 0.019575 | 0.015964
1992 | 11.4583 | 0.01566 | 0 | 0 | 0 | 0 | 0 | -0.027405 | -0.023946
1992 | 11.4687 | 0.03915 | 0 | 0.03915 | 0 | 0 | 0 | 0.027405 | -0.023946
1992 | 11.4792 | 0 | 0.031928 | 0.10962 | 0.19955 | 0 | 0 | 0.011745 | 0.019955
1992 | 11.4896 | 0 | 0 | 0 | 0 | 0 | 0 | 0.05481 | 0.091793
1992 | 11.5 | 0 | 0 | 0.10962 | 0 | 0 | 0 | -0.003915 | -0.047892
1992 | 11.5104 | 0 | 0 | 0 | 0 | 0 | 0 | 0.03132 | 0.015964
1992 | 11.5208 | 0 | 0 | 0 | 0 | 0 | 0 | 0.03132 | -0.003991
1992 | 11.5312 | 0 | 0 | 0 | 0 | 0 | 0 | 0.03915 | 0.059865
1992 | 11.5417 | 0 | 0 | 0 | 0 | 0 | 0 | 0.035235 | 0.047892
1992 | 11.5521 | 0 | 0.015964 | 0 | 0 | 0 | 0 | 0.04698 | 0
1992 | 11.5625 | 0 | 0 | 0 | 0 | 0 | 0 | -0.03132 | 0.031928
1992 | 11.5729 | 0 | 0 | 0 | 0 | 0 | 0 | 0.0783 | 0.027937
1992 | 11.5833 | 0 | 0 | 0 | 0 | 0 | 0 | -0.11354 | 0.011973
1992 | 11.5937 | 0 | 0 | 0 | 0 | 0 | 0 | 0.04698 | 0.015964
1992 | 11.6042 | 0 | 0 | 0 | 0 | 0 | 0 | -0.02349 | 0.047892
1992 | 11.6146 | 0 | 0 | 0 | 0 | 0 | 0 | 0.06264 | -0.047892
1992 | 11.625 | 0 | 0 | 0 | 0 | 0 | 0 | -0.035235 | 0.031928
1992 | 11.6354 | 0 | 0 | 0 | 0 | 0 | 0 | -0.02349 | -0.007982
1992 | 11.6458 | 0.03132 | 0 | 0 | 0 | 0 | 0 | 0.027405 | -0.043901
1992 | 11.6562 | 0 | 0 | 0 | 0 | 0 | 0 | 0.17226 | 0.099775
1992 | 11.6667 | 0 | 0 | 0 | 0 | 0 | 0 | -0.019575 | 0.03991
1992 | 11.6771 | 0 | 0 | 0 | 0.07982 | 0 | 0 | 0.07047 | 0.063856
1992 | 11.6875 | 0 | 0 | 0 | 0.095784 | 0 | 0 | -0.02349 | 0.063856
1992 | 11.6979 | 0.04698 | 0 | 0 | 0 | 0 | 0 | 0.027405 | 0.095784
1992 | 11.7083 | 0 | 0 | 0 | 0 | 0 | 0 | 5.6843e-14 | -0.035919
1992 | 11.7187 | 0 | 0 | 0 | 0 | 0 | 0 | 0.003915 | 0.043901
1992 | 11.7292 | 0 | 0 | 0 | 0 | 0 | 0 | 0.027405 | -0.019955
1992 | 11.7396 | 0 | 0 | 0 | 0 | 0 | 0 | 0.00783 | -0.003991
1992 | 11.75 | 0 | 0 | 0 | 0 | 0 | 0 | 0.043065 | 0.015964
1992 | 11.7604 | 0 | 0.055874 | 0 | 0 | 0 | 0 | 0.011745 | 0.047892
1992 | 11.7708 | 0 | 0 | 0 | 0 | 0 | 0 | 0.03132 | -0.003991
1992 | 11.7812 | 0.01566 | 0 | 0 | 0 | 0 | 0 | -0.01566 | -0.007982
1992 | 11.7917 | 0.02349 | 0 | 0 | 0 | 0 | 0 | -0.03132 | 0
1992 | 11.8021 | 0.00783 | 0 | 0 | 0 | 0 | 0 | 5.6843e-14 | 0.051883
1992 | 11.8125 | 0 | 0 | 0 | 0 | 0 | 0 | 0.097875 | -0.023946
1992 | 11.8229 | 0 | 0 | 0 | 0 | 0 | 0 | -0.00783 | 0.055874
1992 | 11.8333 | 0.00783 | 0.063856 | 0 | 0 | 0 | 0 | -0.027405 | 0.007982
1992 | 11.8437 | 0 | 0.007982 | 0 | 0 | 0 | 0 | -0.03132 | -0.007982
1992 | 11.8542 | 0 | 0 | 0.0783 | 0 | 0 | 0 | 0.06264 | 0.023946
1992 | 11.8646 | 0.01566 | 0 | 0 | 0 | 0 | 0 | 0.02349 | 0.031928
1992 | 11.875 | 0.06264 | 0.015964 | 0 | 0 | 0 | 0 | -0.07047 | -0.055874
1992 | 11.8854 | 0 | 0.047892 | 0 | 0 | 0 | 0 | 0.12136 | 0.043901
1992 | 11.8958 | 0 | 0 | 0 | 0 | 0 | 0 | -0.082215 | -0.027937
1992 | 11.9062 | 0 | 0 | 0 | 0 | 0 | 0 | 0.10962 | 0.031928
1992 | 11.9167 | 0 | 0 | 0 | 0 | 0 | 0 | 0.019575 | 0.047892
1992 | 11.9271 | 0.03915 | 0 | 0 | 0 | 0 | 0 | -0.035235 | -0.031928
1992 | 11.9375 | 0.00783 | 0 | 0 | 0 | 0 | 0 | 0.003915 | 2.8422e-14
1992 | 11.9479 | 0.02349 | 0 | 0 | 0 | 0 | 0 | -0.027405 | -2.8422e-14
1992 | 11.9583 | 0.00783 | 0.007982 | 0 | 0 | 0 | 0 | 0.01566 | 0.027937
1992 | 11.9687 | 0 | 0 | 0 | 0 | 0 | 0 | 0.058725 | 0.035919
1992 | 11.9792 | 0 | 0 | 0 | 0 | 0 | 0 | 0.050895 | -0.023946
1992 | 11.9896 | 0.08613 | 0 | 0 | 0 | 0 | 0 | 0.011745 | 2.8422e-14
1992 | 12 | 0 | 0 | 0 | 0 | 0 | 0 | 0.06264 | 0.015964
1992 | 12.0104 | 0 | 0.023946 | 0.11745 | 0.11973 | 0 | 0 | 0.097875 | 0.11175
1992 | 12.0208 | 0 | 0 | 0 | 0 | 0 | 0 | 0.019575 | -0.019955
1992 | 12.0312 | 0 | 0 | 0 | 0 | 0 | 0 | 0.027405 | 0.055874
1992 | 12.0417 | 0 | 0 | 0 | 0 | 0 | 0 | 5.6843e-14 | 0.023946
1992 | 12.0521 | 0.00783 | 0 | 0 | 0 | 0 | 0 | 0.043065 | 0.03991
1992 | 12.0625 | 0.03132 | 0 | 0 | 0 | 0 | 0 | -0.019575 | -0.011973
1992 | 12.0729 | 0.03915 | 0 | 0 | 0 | 0 | 0 | 0.090045 | 0.03991
1992 | 12.0833 | 0 | 0 | 0 | 0 | 0 | 0 | -0.07047 | -0.031928
1992 | 12.0937 | 0.03132 | 0.023946 | 0 | 0 | 0 | 0 | 0.050895 | 0.031928
1992 | 12.1042 | 0 | 0.03991 | 0 | 0 | 0 | 0 | 0.05481 | 0.031928
1992 | 12.1146 | 0 | 0.007982 | 0 | 0 | 0 | 0 | -0.05481 | -0.07982
1992 | 12.125 | 0 | 0 | 0 | 0 | 0 | 0 | 0.058725 | 0.027937
1992 | 12.1354 | 0 | 0 | 0 | 0 | 0 | 0 | 0 | 0.007982
1992 | 12.1458 | 0 | 0 | 0 | 0 | 0 | 0 | 0.01566 | 0.035919
1992 | 12.1562 | 0 | 0 | 0 | 0 | 0 | 0 | 0.050895 | 0.003991
1992 | 12.1667 | 0 | 0 | 0 | 0 | 0 | 0 | 0.019575 | 0.075829
1992 | 12.1771 | 0 | 0 | 0 | 0 | 0 | 0 | 0.06264 | 0.015964
1992 | 12.1875 | 0 | 0.007982 | 0 | 0 | 0 | 0 | 0.019575 | 0
1992 | 12.1979 | 0 | 0.007982 | 0 | 0 | 0 | 0 | 0.02349 | 0.015964
1992 | 12.2083 | 0 | 0 | 0 | 0 | 0 | 0 | 0.03132 | -0.027937
1992 | 12.2187 | 0 | 0 | 0 | 0 | 0 | 0 | 0.04698 | 0.043901
1992 | 12.2292 | 0 | 0 | 0 | 0 | 0 | 0 | 0.00783 | -0.003991
1992 | 12.2396 | 0 | 0 | 0 | 0 | 0 | 0 | 0.03915 | 0.007982
1992 | 12.25 | 0 | 0 | 0 | 0 | 0 | 0 | 0.04698 | 0.015964
1992 | 12.2604 | 0 | 0 | 0 | 0 | 0 | 0 | 0.00783 | 0.003991
1992 | 12.2708 | 0 | 0 | 0 | 0 | 0 | 0 | -0.003915 | 0.011973
1992 | 12.2812 | 0 | 0 | 0 | 0 | 0 | 0 | 0.011745 | 0.015964
1992 | 12.2917 | 0.01566 | 0 | 0 | 0 | 0 | 0 | 0 | -0.011973
1992 | 12.3021 | 0 | 0 | 0 | 0 | 0 | 0 | -0.00783 | 0
1992 | 12.3125 | 0 | 0 | 0 | 0 | 0 | 0 | 0.00783 | -2.8422e-14
1992 | 12.3229 | 0 | 0 | 0 | 0 | 0 | 0 | 0.003915 | 0.007982
1992 | 12.3333 | 0 | 0.023946 | 0 | 0 | 0 | 0 | 0.027405 | 0.023946
1992 | 12.3437 | 0 | 0 | 0 | 0 | 0 | 0 | 0.01566 | 0
1992 | 12.3542 | 0.01566 | 0.03991 | 0 | 0 | 0 | 0 | 0.00783 | 0.027937
1992 | 12.3646 | 0 | 0 | 0 | 0 | 0 | 0 | -0.019575 | 0.007982
1992 | 12.375 | 0 | 0 | 0 | 0 | 0 | 0 | 0.00783 | 0.011973
1992 | 12.3854 | 0.01566 | 0.007982 | 0 | 0 | 0 | 0 | -0.003915 | 0.003991
1992 | 12.3958 | 0.05481 | 0 | 0 | 0 | 0 | 0 | 0 | -0.011973
1992 | 12.4062 | 0 | 0 | 0 | 0 | 0 | 0 | -0.003915 | 0.015964
1992 | 12.4167 | 0 | 0 | 0 | 0 | 0 | 0 | 0.027405 | 0.027937
1992 | 12.4271 | 0.06264 | 0 | 0 | 0 | 0 | 0 | 0.019575 | 0.059865
1992 | 12.4375 | 0.06264 | 0 | 0 | 0.12771 | 0 | 0 | 0 | 0.051883
1992 | 12.4479 | 0 | 0 | 0 | 0 | 0 | 0 | 0.050895 | -0.011973
1992 | 12.4583 | 0 | 0.055874 | 0 | 0 | 0 | 0 | 0.011745 | 0.063856
1992 | 12.4687 | 0 | 0 | 0 | 0 | 0 | 0 | 0.066555 | 0.12771
1992 | 12.4792 | 0 | 0 | 0 | 0 | 0 | 0 | 0.027405 | 0.003991
1992 | 12.4896 | 0 | 0 | 0 | 0 | 0 | 0 | 0.11354 | 0.055874
1992 | 12.5 | 0 | 0 | 0 | 0 | 0 | 0 | 0.03132 | 0.055874
1992 | 12.5104 | 0 | 0 | 0 | 0 | 0 | 0 | 0.03132 | -0.007982
1992 | 12.5208 | 0 | 0 | 0 | 0 | 0 | 0 | 0.11745 | 0.059865
1992 | 12.5312 | 0 | 0 | 0 | 0 | 0 | 0 | 0.043065 | 0.14368
1992 | 12.5417 | 0 | 0 | 0 | 0 | 0 | 0 | -0.00783 | 0.027937
1992 | 12.5521 | 0 | 0 | 0 | 0 | 0 | 0 | 0.12528 | 0.067847
1992 | 12.5625 | 0 | 0 | 0 | 0 | 0 | 0 | 5.6843e-14 | 0.015964
1992 | 12.5729 | 0 | 0 | 0 | 0 | 0 | 0 | 0.06264 | 0.043901
1992 | 12.5833 | 0 | 0 | 0 | 0 | 0 | 0 | 0.082215 | 0.11175
1992 | 12.5937 | 0 | 0.023946 | 0 | 0 | 0 | 0 | 0.05481 | 0.019955
1992 | 12.6042 | 0.03915 | 0.047892 | 0 | 0 | 0 | 0 | 0.01566 | 0.035919
1992 | 12.6146 | 0 | 0 | 0 | 0 | 0 | 0 | 0.07047 | 0.027937
1992 | 12.625 | 0 | 0 | 0 | 0 | 0 | 0 | 0.066555 | 0.095784
1992 | 12.6354 | 0 | 0 | 0 | 0 | 0 | 0 | -0.019575 | -0.011973
1992 | 12.6458 | 0 | 0 | 0 | 0 | 0 | 0 | 0.097875 | -0.003991
1992 | 12.6562 | 0 | 0 | 0 | 0 | 0 | 0 | 0.04698 | 0.14368
1992 | 12.6667 | 0 | 0.047892 | 0 | 0 | 0 | 0 | -0.035235 | -0.015964
1992 | 12.6771 | 0 | 0.015964 | 0 | 0 | 0 | 0 | 0.019575 | 0.015964
1992 | 12.6875 | 0 | 0 | 0 | 0 | 0 | 0 | 0.01566 | 0.055874
1992 | 12.6979 | 0 | 0 | 0 | 0 | 0 | 0 | 0.035235 | 0.067847
1992 | 12.7083 | 0 | 0 | 0 | 0 | 0 | 0 | -0.043065 | -0.003991
1992 | 12.7187 | 0 | 0.047892 | 0 | 0 | 0 | 0 | 0.082215 | -0.019955
1992 | 12.7292 | 0 | 0 | 0 | 0 | 0 | 0 | 0.04698 | 0.14767
1992 | 12.7396 | 0.12528 | 0 | 0 | 0 | 0 | 0 | 0 | -0.12771
1992 | 12.75 | 0 | 0 | 0 | 0 | 0 | 0 | 0.06264 | 0.071838
1992 | 12.7604 | 0 | 0 | 0 | 0 | 0 | 0 | -0.03915 | -0.019955
1992 | 12.7708 | 0 | 0 | 0 | 0 | 0 | 0 | 0.05481 | 0.071838
1992 | 12.7812 | 0 | 0 | 0 | 0 | 0 | 0 | 0.035235 | 0.03991
1992 | 12.7917 | 0 | 0 | 0 | 0 | 0 | 0 | -0.00783 | -0.035919
1992 | 12.8021 | 0 | 0 | 0 | 0 | 0 | 0 | 0.035235 | 0.067847
1992 | 12.8125 | 0.01566 | 0 | 0 | 0 | 0 | 0 | 0 | -0.083811
1992 | 12.8229 | 0.01566 | 0 | 0 | 0 | 0 | 0 | 0.011745 | 0.055874
1992 | 12.8333 | 0 | 0 | 0 | 0 | 0 | 0 | 0.050895 | -0.003991
1992 | 12.8437 | 0 | 0 | 0 | 0 | 0 | 0 | 0.043065 | 0.075829
1992 | 12.8542 | 0 | 0 | 0.0783 | 0 | 0 | 0 | 0.003915 | -0.043901
1992 | 12.8646 | 0 | 0 | 0 | 0 | 0 | 0 | 0.06264 | 0.043901
1992 | 12.875 | 0 | 0 | 0 | 0 | 0 | 0 | 0.003915 | -0.051883
1992 | 12.8854 | 0 | 0 | 0 | 0 | 0 | 0 | 0.003915 | 0.11175
1992 | 12.8958 | 0.03132 | 0 | 0 | 0 | 0 | 0 | 0.03915 | -0.047892
1992 | 12.9062 | 0 | 0 | 0 | 0 | 0 | 0 | -0.04698 | -0.1317
1992 | 12.9167 | 0 | 0 | 0 | 0 | 0 | 0 | 0.01566 | 0.055874
1992 | 12.9271 | 0.03132 | 0 | 0 | 0 | 0 | 0 | 0.082215 | -0.12771
1992 | 12.9375 | 0 | 0 | 0 | 0 | 0 | 0 | 0.027405 | 0.18758
1992 | 12.9479 | 0 | 0 | 0 | 0 | 0 | 0 | -0.058725 | -0.07982
1992 | 12.9583 | 0 | 0 | 0 | 0 | 0 | 0 | 0.058725 | 0.027937
1992 | 12.9687 | 0 | 0 | 0 | 0 | 0 | 0 | 0.019575 | -0.031928
1992 | 12.9792 | 0 | 0 | 0 | 0 | 0 | 0 | 0.003915 | 0.17161
1992 | 12.9896 | 0.09396 | 0 | 0 | 0 | 0 | 0 | -0.01566 | -0.30332
1992 | 13 | 0 | 0 | 0 | 0 | 0 | 0 | 0.03915 | 0.21551
1992 | 13.0104 | 0 | 0 | 0 | 0 | 0 | 0 | 0.035235 | 0.03991
1992 | 13.0208 | 0 | 0 | 0 | 0 | 0 | 0 | 0.011745 | 0.1317
1992 | 13.0312 | 0 | 0 | 0 | 0 | 0 | 0 | 0.06264 | -0.019955
1992 | 13.0417 | 0.00783 | 0 | 0 | 0 | 0 | 0 | -5.6843e-14 | 0.091793
1992 | 13.0521 | 0 | 0 | 0 | 0.16762 | 0 | 0 | 0.003915 | -0.031928
1992 | 13.0625 | 0 | 0 | 0 | 0 | 0 | 0 | -0.01566 | 0.051883
1992 | 13.0729 | 0 | 0 | 0 | 0 | 0 | 0 | 0.035235 | 0.023946
1992 | 13.0833 | 0 | 0 | 0 | 0 | 0 | 0 | 0.019575 | 0.15565
1992 | 13.0937 | 0 | 0 | 0 | 0.15166 | 0 | 0 | 0.011745 | 0.07982
1992 | 13.1042 | 0 | 0.063856 | 0 | 0 | 0 | 0 | -0.03915 | -0.023946
1992 | 13.1146 | 0 | 0 | 0.18792 | 0.24744 | 0 | 0 | 0 | 0.071838
1992 | 13.125 | 0 | 0 | 0.21141 | 0.16762 | 0 | 0 | 0 | 0.03991
1992 | 13.1354 | 0 | 0 | 0.24273 | 0.38314 | 0 | 0 | 0 | 0
1992 | 13.1458 | 0 | 0 | 0.32886 | 0.095784 | 0 | 0 | 0.01566 | 0
1992 | 13.1562 | 0 | 0 | 0.26622 | 0.27139 | 0 | 0 | 0 | 0
1992 | 13.1667 | 0 | 0 | 0.59508 | 0.58269 | 0 | 0 | 0 | 0
1992 | 13.1771 | 0 | 0 | 0.69687 | 0.21551 | 0 | 0 | 0 | 0.063856
1992 | 13.1875 | 0 | 0 | 0.07047 | 0 | 0 | 0 | 0 | 0.063856
1992 | 13.1979 | 0 | 0 | 0.41499 | 0.38314 | 0 | 0 | 0.04698 | 0.071838
1992 | 13.2083 | 0 | 0 | 0 | 0 | 0 | 0 | 0.074385 | 0.099775
1992 | 13.2187 | 0 | 0 | 0.35235 | 0.44699 | 0 | 0 | -0.050895 | -0.027937
1992 | 13.2292 | 0.02349 | 0 | 0.10179 | 0.023946 | 0 | 0 | 0.05481 | 0.21551
1992 | 13.2396 | 0 | 0 | 0 | 0 | 0 | 0 | 0.07047 | 0.11574
1992 | 13.25 | 0 | 0 | 0.10179 | 0 | 0 | 0 | 0.03915 | -0.10377
1992 | 13.2604 | 0 | 0 | 0.08613 | 0 | 0 | 0 | -0.11745 | 0.011973
1992 | 13.2708 | 0 | 0.007982 | 0 | 0 | 0 | 0 | 0.1566 | 0.019955
1992 | 13.2812 | 0 | 0 | 0 | 0 | 0 | 0 | 0.0783 | 0.011973
1992 | 13.2917 | 0 | 0 | 0 | 0 | 0 | 0 | 0.04698 | 0.07982
1992 | 13.3021 | 0 | 0 | 0 | 0 | 0 | 0 | 0.05481 | -0.019955
1992 | 13.3125 | 0 | 0 | 0 | 0 | 0 | 0 | 0.050895 | 0.027937
1992 | 13.3229 | 0 | 0 | 0 | 0 | 0 | 0 | 0.027405 | 0.043901
1992 | 13.3333 | 0 | 0 | 0 | 0 | 0 | 0 | 0.074385 | 0.087802
1992 | 13.3437 | 0 | 0 | 0 | 0 | 0 | 0 | 0.01566 | -0.055874
1992 | 13.3542 | 0 | 0 | 0 | 0 | 0 | 0 | 0.00783 | 0.035919
1992 | 13.3646 | 0 | 0 | 0 | 0 | 0 | 0 | 0.03915 | 0.047892
1992 | 13.375 | 0 | 0 | 0 | 0 | 0 | 0 | -0.03132 | -0.027937
1992 | 13.3854 | 0.05481 | 0 | 0 | 0 | 0 | 0 | 0.011745 | 0.019955
1992 | 13.3958 | 0 | 0.063856 | 0 | 0 | 0 | 0 | 0.043065 | 0.023946
1992 | 13.4062 | 0 | 0 | 0 | 0 | 0 | 0 | 0.082215 | 0.019955
1992 | 13.4167 | 0 | 0 | 0 | 0 | 0 | 0 | 0.090045 | 0.087802
1992 | 13.4271 | 0 | 0.047892 | 0 | 0 | 0 | 0 | -0.03132 | -0.027937
1992 | 13.4375 | 0.03132 | 0.047892 | 0 | 0 | 0 | 0 | 0.00783 | 0.031928
1992 | 13.4479 | 0 | 0 | 0 | 0 | 0 | 0 | 0.050895 | 0.12771
1992 | 13.4583 | 0 | 0 | 0 | 0 | 0 | 0 | 0.0783 | -0.059865
1992 | 13.4687 | 0 | 0 | 0 | 0 | 0 | 0 | 0.03915 | 0.047892
1992 | 13.4792 | 0 | 0 | 0 | 0 | 0 | 0 | 0.003915 | -0.023946
1992 | 13.4896 | 0 | 0 | 0 | 0 | 0 | 0 | 0.05481 | 0.063856
1992 | 13.5 | 0 | 0 | 0 | 0 | 0 | 0 | 0.082215 | 0.095784
1992 | 13.5104 | 0 | 0 | 0 | 0 | 0 | 0 | 0.03132 | -0.003991
1992 | 13.5208 | 0 | 0 | 0 | 0 | 0 | 0 | 0.02349 | 0.075829
1992 | 13.5312 | 0 | 0 | 0 | 0 | 0 | 0 | 0.019575 | -0.031928
1992 | 13.5417 | 0 | 0 | 0 | 0 | 0 | 0 | 0.074385 | 0.12372
1992 | 13.5521 | 0 | 0 | 0 | 0 | 0 | 0 | 0.035235 | 0.043901
1992 | 13.5625 | 0 | 0 | 0 | 0 | 0 | 0 | 0.043065 | 0.031928
1992 | 13.5729 | 0 | 0 | 0 | 0 | 0 | 0 | 0.06264 | 0.051883
1992 | 13.5833 | 0 | 0.015964 | 0 | 0 | 0 | 0 | 0.027405 | 0.099775
1992 | 13.5937 | 0 | 0 | 0 | 0 | 0 | 0 | 0.074385 | 0.067847
1992 | 13.6042 | 0 | 0 | 0 | 0 | 0 | 0 | 0.074385 | 0.019955
1992 | 13.6146 | 0 | 0 | 0 | 0 | 0 | 0 | 0.03132 | 0.027937
1992 | 13.625 | 0 | 0 | 0 | 0 | 0 | 0 | 0.043065 | 0.055874
1992 | 13.6354 | 0 | 0 | 0 | 0 | 0 | 0 | 0.082215 | 0.071838
1992 | 13.6458 | 0 | 0 | 0 | 0 | 0 | 0 | 0.058725 | 0.063856
1992 | 13.6562 | 0 | 0 | 0 | 0 | 0 | 0 | 0.027405 | 0.051883
1992 | 13.6667 | 0 | 0 | 0 | 0 | 0 | 0 | 0.058725 | 0.051883
1992 | 13.6771 | 0 | 0 | 0 | 0 | 0 | 0 | 0.04698 | 0.03991
1992 | 13.6875 | 0 | 0 | 0 | 0 | 0 | 0 | 0.035235 | 0.019955
1992 | 13.6979 | 0 | 0 | 0 | 0 | 0 | 0 | 0.04698 | 0.071838
1992 | 13.7083 | 0 | 0 | 0 | 0 | 0 | 0 | 0.03915 | -0.011973
1992 | 13.7187 | 0 | 0 | 0 | 0 | 0 | 0 | 0.00783 | 0.035919
1992 | 13.7292 | 0 | 0 | 0 | 0 | 0 | 0 | 0.03915 | 0.043901
1992 | 13.7396 | 0 | 0 | 0 | 0 | 0 | 0 | 0.035235 | 0.03991
1992 | 13.75 | 0 | 0 | 0 | 0 | 0 | 0 | 0.019575 | 0.011973
1992 | 13.7604 | 0 | 0 | 0 | 0 | 0 | 0 | 0.011745 | 0.027937
1992 | 13.7708 | 0 | 0 | 0 | 0 | 0 | 0 | 0 | -0.007982
1992 | 13.7812 | 0 | 0.007982 | 0 | 0 | 0 | 0 | 0.003915 | 0.003991
1992 | 13.7917 | 0 | 0 | 0 | 0 | 0 | 0 | 0 | 0
1992 | 13.8021 | 0 | 0 | 0 | 0 | 0 | 0 | 0.003915 | -0.003991
1992 | 13.8125 | 0 | 0 | 0 | 0 | 0 | 0 | 0 | 0.003991
1992 | 13.8229 | 0 | 0 | 0 | 0 | 0 | 0 | 0.00783 | 0.003991
1992 | 13.8333 | 0.00783 | 0 | 0 | 0 | 0 | 0 | 0 | 0.019955
1992 | 13.8437 | 0 | 0.007982 | 0 | 0 | 0 | 0 | 0.003915 | 0.011973
1992 | 13.8542 | 0 | 0 | 0 | 0 | 0 | 0 | -0.003915 | -0.019955
1992 | 13.8646 | 0.00783 | 0 | 0 | 0 | 0 | 0 | 0.00783 | 0.011973
1992 | 13.875 | 0 | 0 | 0 | 0 | 0 | 0 | 0 | -0.003991
1992 | 13.8854 | 0 | 0 | 0 | 0 | 0 | 0 | 0.003915 | 0.007982
1992 | 13.8958 | 0 | 0 | 0 | 0 | 0 | 0 | 0.003915 | 0.007982
1992 | 13.9062 | 0.00783 | 0 | 0 | 0 | 0 | 0 | 0 | -0.003991
1992 | 13.9167 | 0 | 0 | 0 | 0 | 0 | 0 | 0 | 0.007982
1992 | 13.9271 | 0 | 0 | 0 | 0 | 0 | 0 | 0 | -0.003991
1992 | 13.9375 | 0 | 0.007982 | 0 | 0 | 0 | 0 | 0 | -0.019955
1992 | 13.9479 | 0 | 0 | 0 | 0 | 0 | 0 | -0.011745 | 0.027937
1992 | 13.9583 | 0 | 0.007982 | 0 | 0 | 0 | 0 | 0.003915 | -0.007982
1992 | 13.9687 | 0 | 0 | 0 | 0 | 0 | 0 | 0.00783 | 0.007982
1992 | 13.9792 | 0 | 0 | 0 | 0 | 0 | 0 | 0 | -0.003991
1992 | 13.9896 | 0 | 0 | 0 | 0 | 0 | 0 | 0.003915 | 0.007982
1992 | 14 | 0 | 0 | 0 | 0 | 0 | 0 | 0 | 0.011973
1992 | 14.0104 | 0 | 0 | 0 | 0 | 0 | 0 | -0.003915 | -0.007982
1992 | 14.0208 | 0 | 0 | 0 | 0 | 0 | 0 | 0.003915 | 0
1992 | 14.0312 | 0 | 0.007982 | 0 | 0 | 0 | 0 | 0.003915 | 0.003991
1992 | 14.0417 | 0 | 0 | 0 | 0 | 0 | 0 | -0.003915 | -0.003991
1992 | 14.0521 | 0.00783 | 0 | 0 | 0 | 0 | 0 | 0.003915 | 0.007982
1992 | 14.0625 | 0 | 0 | 0 | 0 | 0 | 0 | -0.003915 | -0.011973
1992 | 14.0729 | 0 | 0 | 0 | 0 | 0 | 0 | 0.003915 | 0.007982
1992 | 14.0833 | 0 | 0 | 0 | 0 | 0 | 0 | 0 | 0.007982
1992 | 14.0937 | 0.00783 | 0.015964 | 0 | 0 | 0 | 0 | 0 | -0.007982
1992 | 14.1042 | 0 | 0 | 0 | 0 | 0 | 0 | 0.003915 | 0.011973
1992 | 14.1146 | 0 | 0 | 0 | 0 | 0 | 0 | -0.003915 | -0.003991
1992 | 14.125 | 0.00783 | 0 | 0 | 0 | 0 | 0 | 0 | 0.007982
1992 | 14.1354 | 0 | 0 | 0 | 0 | 0 | 0 | 0.003915 | -0.003991
1992 | 14.1458 | 0.00783 | 0 | 0 | 0 | 0 | 0 | -0.003915 | 0.007982
1992 | 14.1562 | 0 | 0 | 0 | 0 | 0 | 0 | 0.00783 | -0.007982
1992 | 14.1667 | 0.01566 | 0 | 0 | 0 | 0 | 0 | 0.011745 | -0.003991
1992 | 14.1771 | 0 | 0 | 0 | 0 | 0 | 0 | 0.003915 | 0.011973
1992 | 14.1875 | 0.00783 | 0.03991 | 0 | 0 | 0 | 0 | 0 | 0.019955
1992 | 14.1979 | 0 | 0 | 0 | 0 | 0 | 0 | -0.003915 | 0.011973
1992 | 14.2083 | 0 | 0 | 0 | 0 | 0 | 0 | 0 | -0.003991
1992 | 14.2187 | 0 | 0 | 0 | 0 | 0 | 0 | 0 | -0.003991
1992 | 14.2292 | 0 | 0 | 0 | 0 | 0 | 0 | -0.003915 | 0.003991
1992 | 14.2396 | 0.00783 | 0 | 0 | 0 | 0 | 0 | 0 | 0
1992 | 14.25 | 0.02349 | 0.015964 | 0 | 0 | 0 | 0 | -0.027405 | -0.011973
1992 | 14.2604 | 0 | 0 | 0 | 0 | 0 | 0 | 0.02349 | 0.023946
1992 | 14.2708 | 0 | 0 | 0 | 0 | 0 | 0 | 0.019575 | 0.007982
1992 | 14.2812 | 0 | 0 | 0 | 0 | 0 | 0 | -0.00783 | -0.023946
1992 | 14.2917 | 0 | 0 | 0 | 0 | 0 | 0 | 0 | 0
1992 | 14.3021 | 0 | 0 | 0 | 0 | 0 | 0 | 0 | 0
1992 | 14.3125 | 0.01566 | 0 | 0 | 0 | 0 | 0 | 0.00783 | 0.011973
1992 | 14.3229 | 0.00783 | 0.015964 | 0 | 0 | 0 | 0 | -0.003915 | -0.007982
1992 | 14.3333 | 0 | 0 | 0 | 0 | 0 | 0 | 0.011745 | 0.011973
1992 | 14.3437 | 0.01566 | 0.007982 | 0 | 0 | 0 | 0 | 0 | 0.003991
1992 | 14.3542 | 0.00783 | 0 | 0 | 0 | 0 | 0 | 0.011745 | 0.003991
1992 | 14.3646 | 0 | 0 | 0 | 0 | 0 | 0 | -0.003915 | 0.003991
1992 | 14.375 | 0 | 0 | 0 | 0 | 0 | 0 | 0.003915 | 0.019955
1992 | 14.3854 | 0 | 0 | 0 | 0 | 0 | 0 | 0.00783 | 0.003991
1992 | 14.3958 | 0 | 0 | 0 | 0 | 0 | 0 | 0.003915 | -0.015964
1992 | 14.4062 | 0.02349 | 0 | 0 | 0 | 0 | 0 | -0.01566 | 0.015964
1992 | 14.4167 | 0 | 0.007982 | 0 | 0 | 0 | 0 | -0.011745 | -0.015964
1992 | 14.4271 | 0.00783 | 0.015964 | 0 | 0 | 0 | 0 | -0.03915 | 0.011973
1992 | 14.4375 | 0 | 0 | 0 | 0 | 0 | 0 | 0.01566 | 0.015964
1992 | 14.4479 | 0 | 0 | 0 | 0 | 0 | 0 | 0.03132 | 0.043901
1992 | 14.4583 | 0 | 0 | 0 | 0 | 0 | 0 | 0.035235 | 0.023946
1992 | 14.4687 | 0 | 0 | 0 | 0 | 0 | 0 | 0.02349 | 0.043901
1992 | 14.4792 | 0 | 0 | 0 | 0 | 0 | 0 | 0.03915 | 0.007982
1992 | 14.4896 | 0 | 0 | 0 | 0 | 0 | 0 | 0.066555 | 0.027937
1992 | 14.5 | 0 | 0 | 0 | 0 | 0 | 0 | 0.035235 | 0.035919
1992 | 14.5104 | 0 | 0 | 0 | 0 | 0 | 0 | 0.043065 | 0.015964
1992 | 14.5208 | 0 | 0 | 0 | 0 | 0 | 0 | 0.043065 | 0.043901
1992 | 14.5312 | 0 | 0 | 0 | 0 | 0 | 0 | 0.019575 | 0.023946
1992 | 14.5417 | 0 | 0 | 0 | 0 | 0 | 0 | 0.03915 | 0.043901
1992 | 14.5521 | 0 | 0 | 0 | 0 | 0 | 0 | 0.035235 | 0.035919
1992 | 14.5625 | 0 | 0 | 0 | 0 | 0 | 0 | 0.090045 | 0.023946
1992 | 14.5729 | 0 | 0 | 0 | 0 | 0 | 0 | 0.03132 | 0.043901
1992 | 14.5833 | 0 | 0 | 0 | 0 | 0 | 0 | 0.02349 | 0.007982
1992 | 14.5937 | 0 | 0 | 0 | 0 | 0 | 0 | 0.04698 | 0.063856
1992 | 14.6042 | 0 | 0 | 0 | 0 | 0 | 0 | 0.019575 | 0.023946
1992 | 14.6146 | 0 | 0 | 0 | 0 | 0 | 0 | 0.04698 | 0.047892
1992 | 14.625 | 0 | 0 | 0 | 0 | 0 | 0 | -0.003915 | 0
1992 | 14.6354 | 0 | 0 | 0 | 0 | 0 | 0 | 0.06264 | 0.007982
1992 | 14.6458 | 0 | 0 | 0 | 0 | 0 | 0 | 0.011745 | 0.059865
1992 | 14.6562 | 0 | 0 | 0 | 0 | 0 | 0 | 0.02349 | -0.003991
1992 | 14.6667 | 0 | 0 | 0 | 0 | 0 | 0 | 0.02349 | 0.031928
1992 | 14.6771 | 0 | 0 | 0 | 0 | 0 | 0 | 0.03915 | 0.031928
1992 | 14.6875 | 0 | 0 | 0 | 0 | 0 | 0 | 0.02349 | 0.023946
1992 | 14.6979 | 0 | 0 | 0 | 0 | 0 | 0 | 0.03132 | 0.011973
1992 | 14.7083 | 0 | 0 | 0 | 0 | 0 | 0 | 0.02349 | 0.015964
1992 | 14.7187 | 0 | 0 | 0 | 0 | 0 | 0 | 0.003915 | -0.015964
1992 | 14.7292 | 0 | 0 | 0 | 0 | 0 | 0 | 0.00783 | 0.011973
1992 | 14.7396 | 0 | 0 | 0 | 0 | 0 | 0 | 0.003915 | 0.019955
1992 | 14.75 | 0 | 0 | 0 | 0 | 0 | 0 | 0.00783 | -0.007982
1992 | 14.7604 | 0.00783 | 0 | 0 | 0 | 0 | 0 | 0 | 0.043901
1992 | 14.7708 | 0 | 0 | 0 | 0 | 0 | 0 | 0.003915 | -0.023946
1992 | 14.7812 | 0 | 0 | 0 | 0 | 0 | 0 | 0 | -0.003991
1992 | 14.7917 | 0 | 0 | 0 | 0 | 0 | 0 | 0.003915 | 0.007982
1992 | 14.8021 | 0 | 0 | 0 | 0 | 0 | 0 | 0.003915 | 0
1992 | 14.8125 | 0 | 0.015964 | 0 | 0 | 0 | 0 | -0.003915 | 0.007982
1992 | 14.8229 | 0.00783 | 0 | 0 | 0 | 0 | 0 | 0 | 0.031928
1992 | 14.8333 | 0.00783 | 0 | 0 | 0 | 0 | 0 | -0.003915 | -0.019955
1992 | 14.8437 | 0 | 0 | 0 | 0 | 0 | 0 | 0.00783 | 0.007982
1992 | 14.8542 | 0.00783 | 0 | 0 | 0 | 0 | 0 | 0.003915 | 0
1992 | 14.8646 | 0.00783 | 0 | 0 | 0 | 0 | 0 | -0.00783 | -0.007982
1992 | 14.875 | 0 | 0 | 0 | 0 | 0 | 0 | 0.01566 | 0.027937
1992 | 14.8854 | 0 | 0 | 0 | 0 | 0 | 0 | 0.011745 | -0.015964
1992 | 14.8958 | 0 | 0 | 0 | 0 | 0 | 0 | 0.003915 | 0.019955
1992 | 14.9062 | 0 | 0.007982 | 0 | 0 | 0 | 0 | 0.003915 | -0.015964
1992 | 14.9167 | 0 | 0 | 0 | 0 | 0 | 0 | 0 | 0.007982
1992 | 14.9271 | 0 | 0.015964 | 0 | 0 | 0 | 0 | 0 | 0.019955
1992 | 14.9375 | 0 | 0.015964 | 0 | 0 | 0 | 0 | 0 | 0.03991
1992 | 14.9479 | 0 | 0 | 0 | 0 | 0 | 0 | -0.011745 | 0.007982
1992 | 14.9583 | 0 | 0.031928 | 0 | 0 | 0 | 0 | 0.003915 | 0.007982
1992 | 14.9687 | 0 | 0.007982 | 0 | 0 | 0 | 0 | 0 | -0.011973
1992 | 14.9792 | 0.00783 | 0 | 0 | 0 | 0 | 0 | 0 | -0.003991
1992 | 14.9896 | 0 | 0 | 0 | 0 | 0 | 0 | 0.003915 | 0.007982
1992 | 15 | 0 | 0 | 0 | 0 | 0 | 0 | -0.003915 | 0.003991
1992 | 15.0104 | 0 | 0 | 0 | 0 | 0 | 0 | -0.003915 | 0.007982
1992 | 15.0208 | 0.01566 | 0.031928 | 0 | 0 | 0 | 0 | 0.00783 | 0.003991
1992 | 15.0312 | 0.00783 | 0 | 0 | 0 | 0 | 0 | -0.00783 | 0.003991
1992 | 15.0417 | 0 | 0 | 0 | 0 | 0 | 0 | -0.003915 | 0.015964
1992 | 15.0521 | 0 | 0 | 0 | 0 | 0 | 0 | -0.00783 | 0.003991
1992 | 15.0625 | 0 | 0 | 0 | 0 | 0 | 0 | 0 | -0.011973
1992 | 15.0729 | 0.01566 | 0.007982 | 0 | 0 | 0 | 0 | 0.003915 | 0.011973
1992 | 15.0833 | 0.01566 | 0.007982 | 0 | 0 | 0 | 0 | 0.00783 | 0
1992 | 15.0937 | 0 | 0.015964 | 0 | 0 | 0 | 0 | -0.02349 | 0.019955
1992 | 15.1042 | 0 | 0 | 0 | 0 | 0 | 0 | -0.01566 | 0.011973
1992 | 15.1146 | 0 | 0 | 0 | 0 | 0 | 0 | -0.00783 | 0.03991
1992 | 15.125 | 0.03915 | 0 | 0 | 0.24744 | 0 | 0 | -0.043065 | 0
1992 | 15.1354 | 0.00783 | 0 | 0.0783 | 0.087802 | 0 | 0 | 0.043065 | 0.095784
1992 | 15.1458 | 0 | 0 | 0 | 0 | 0 | 0 | 0.050895 | -0.019955
1992 | 15.1562 | 0 | 0 | 0 | 0 | 0 | 0 | 0.027405 | 0.11973
1992 | 15.1667 | 0 | 0 | 0 | 0 | 0 | 0 | 0.035235 | 0.023946
1992 | 15.1771 | 0 | 0 | 0 | 0 | 0 | 0 | -0.02349 | -0.12771
1992 | 15.1875 | 0 | 0 | 0.17226 | 0 | 0 | 0 | 0.097875 | -0.023946
1992 | 15.1979 | 0 | 0 | 0 | 0 | 0 | 0 | -0.10571 | -0.32327
1992 | 15.2083 | 0.03132 | 0 | 0.06264 | 0 | 0 | 0 | 0.050895 | 0.37915
1992 | 15.2187 | 0 | 0 | 0.16443 | 0 | 0 | 0 | 0.019575 | -0.095784
1992 | 15.2292 | 0 | 0 | 0 | 0 | 0 | 0 | 0.0783 | 0.035919
1992 | 15.2396 | 0 | 0 | 0.12528 | 0 | 0 | 0 | -0.003915 | 0.10377
1992 | 15.25 | 0 | 0 | 0.30537 | 0.35919 | 0 | 0 | 0.003915 | 0.13569
1992 | 15.2604 | 0 | 0 | 0.09396 | 0 | 0 | 0 | 0.003915 | -0.015964
1992 | 15.2708 | 0 | 0 | 0.17226 | 0.40708 | 0 | 0 | 0 | 0.34323
1992 | 15.2812 | 0 | 0 | 0.21141 | 0.14368 | 0 | 0 | 0 | -0.17161
1992 | 15.2917 | 0 | 0 | 0.25839 | 0 | 0 | 0 | 0.10962 | -0.19556
1992 | 15.3021 | 0 | 0.047892 | 0 | 0 | 0 | 0 | 0.06264 | 0.043901
1992 | 15.3125 | 0.03132 | 0.023946 | 0 | 0 | 0 | 0 | 0.03915 | -0.003991
1992 | 15.3229 | 0 | 0 | 0 | 0 | 0 | 0 | 0.019575 | 0.023946
1992 | 15.3333 | 0 | 0 | 0 | 0 | 0 | 0 | 0.16443 | 0.051883
1992 | 15.3437 | 0 | 0 | 0 | 0 | 0 | 0 | 0.097875 | -0.067847
1992 | 15.3542 | 0 | 0 | 0 | 0 | 0 | 0 | 0.07047 | 0.075829
1992 | 15.3646 | 0 | 0 | 0 | 0 | 0 | 0 | 0.01566 | -0.027937
1992 | 15.375 | 0 | 0 | 0 | 0 | 0 | 0 | 0.03915 | 0.011973
1992 | 15.3854 | 0 | 0 | 0 | 0 | 0 | 0 | 0 | 0.1796
1992 | 15.3958 | 0 | 0 | 0 | 0 | 0 | 0 | 0.027405 | 0.047892
1992 | 15.4062 | 0 | 0 | 0 | 0 | 0 | 0 | 0.03132 | -0.055874
1992 | 15.4167 | 0 | 0.055874 | 0 | 0 | 0 | 0 | 0.01566 | 0.071838
1992 | 15.4271 | 0 | 0.023946 | 0 | 0 | 0 | 0 | 0.035235 | 0.087802
1992 | 15.4375 | 0 | 0 | 0 | 0 | 0 | 0 | 0.019575 | 0.047892
1992 | 15.4479 | 0 | 0 | 0 | 0 | 0 | 0 | 0.019575 | -0.015964
1992 | 15.4583 | 0 | 0 | 0 | 0 | 0 | 0 | 0.01566 | 0.083811
1992 | 15.4687 | 0 | 0 | 0 | 0 | 0 | 0 | 0.035235 | -0.007982
1992 | 15.4792 | 0 | 0 | 0 | 0 | 0 | 0 | -0.01566 | 0.07982
1992 | 15.4896 | 0 | 0 | 0 | 0 | 0 | 0 | 0.003915 | -0.03991
1992 | 15.5 | 0 | 0 | 0 | 0.071838 | 0 | 0 | 0.02349 | -0.051883
1992 | 15.5104 | 0 | 0 | 0 | 0 | 0 | 0 | 0.066555 | 0.12372
1992 | 15.5208 | 0 | 0 | 0 | 0 | 0 | 0 | -0.003915 | -0.003991
1992 | 15.5312 | 0 | 0 | 0 | 0 | 0 | 0 | 0.043065 | 0.10377
1992 | 15.5417 | 0 | 0 | 0 | 0 | 0 | 0 | 0.02349 | -0.11973
1992 | 15.5521 | 0 | 0 | 0 | 0 | 0 | 0 | 0.03915 | 0.10776
1992 | 15.5625 | 0 | 0 | 0 | 0 | 0 | 0 | 0.03132 | -0.007982
1992 | 15.5729 | 0 | 0 | 0 | 0 | 0 | 0 | 0.02349 | 0.03991
1992 | 15.5833 | 0 | 0 | 0 | 0 | 0 | 0 | 0.02349 | 0.059865
1992 | 15.5937 | 0 | 0 | 0 | 0 | 0 | 0 | 0.03915 | -0.023946
1992 | 15.6042 | 0 | 0 | 0 | 0 | 0 | 0 | 0.03915 | 0.027937
1992 | 15.6146 | 0 | 0 | 0 | 0 | 0 | 0 | 0.03915 | 0.019955
1992 | 15.625 | 0 | 0 | 0 | 0 | 0 | 0 | 0.03132 | 0.083811
1992 | 15.6354 | 0 | 0 | 0 | 0 | 0 | 0 | 0.02349 | 0.023946
1992 | 15.6458 | 0 | 0 | 0 | 0 | 0 | 0 | 0.027405 | 0.047892
1992 | 15.6562 | 0 | 0 | 0 | 0 | 0 | 0 | 0.03132 | -0.011973
1992 | 15.6667 | 0 | 0 | 0 | 0 | 0 | 0 | 0.03915 | 0.03991
1992 | 15.6771 | 0 | 0 | 0 | 0 | 0 | 0 | 0.019575 | 0.007982
1992 | 15.6875 | 0 | 0 | 0 | 0 | 0 | 0 | 0.01566 | 0.035919
1992 | 15.6979 | 0 | 0 | 0 | 0 | 0 | 0 | 0.03132 | 0.031928
1992 | 15.7083 | 0 | 0 | 0 | 0 | 0 | 0 | 0.043065 | 0.063856
1992 | 15.7187 | 0 | 0 | 0 | 0 | 0 | 0 | 0.02349 | 0.003991
1992 | 15.7292 | 0 | 0.015964 | 0 | 0 | 0 | 0 | 0.02349 | 0.011973
1992 | 15.7396 | 0 | 0 | 0 | 0 | 0 | 0 | 0.011745 | 0.003991
1992 | 15.75 | 0 | 0 | 0 | 0 | 0 | 0 | 0.011745 | 0.015964
1992 | 15.7604 | 0 | 0 | 0 | 0 | 0 | 0 | -0.003915 | 0.007982
1992 | 15.7708 | 0 | 0 | 0 | 0 | 0 | 0 | 0.00783 | -0.003991
1992 | 15.7812 | 0.00783 | 0.007982 | 0 | 0 | 0 | 0 | -0.003915 | -0.007982
1992 | 15.7917 | 0 | 0 | 0 | 0 | 0 | 0 | 0.00783 | 0.035919
1992 | 15.8021 | 0 | 0 | 0 | 0 | 0 | 0 | 0 | -0.027937
1992 | 15.8125 | 0 | 0 | 0 | 0 | 0 | 0 | -0.003915 | 0.011973
1992 | 15.8229 | 0 | 0 | 0 | 0 | 0 | 0 | 0.003915 | 0.003991
1992 | 15.8333 | 0 | 0 | 0 | 0 | 0 | 0 | 0.003915 | 0.003991
1992 | 15.8437 | 0 | 0.015964 | 0 | 0 | 0 | 0 | 0 | -0.003991
1992 | 15.8542 | 0 | 0 | 0 | 0 | 0 | 0 | 0.00783 | 0.03991
1992 | 15.8646 | 0.01566 | 0.023946 | 0 | 0 | 0 | 0 | 0 | -2.8422e-14
1992 | 15.875 | 0.02349 | 0.031928 | 0 | 0 | 0 | 0 | -0.011745 | 0.023946
1992 | 15.8854 | 0 | 0 | 0 | 0 | 0 | 0 | 0.011745 | 0.031928
1992 | 15.8958 | 0 | 0 | 0 | 0 | 0 | 0 | 0.003915 | -0.007982
1992 | 15.9062 | 0.03132 | 0 | 0 | 0 | 0 | 0 | 0 | -0.007982
1992 | 15.9167 | 0 | 0 | 0 | 0 | 0 | 0 | 0.003915 | 0.035919
1992 | 15.9271 | 0 | 0 | 0 | 0 | 0 | 0 | 0.00783 | 0.003991
1992 | 15.9375 | 0.01566 | 0 | 0 | 0 | 0 | 0 | 0.00783 | -0.015964
1992 | 15.9479 | 0 | 0 | 0 | 0 | 0 | 0 | 0.02349 | 0.023946
1992 | 15.9583 | 0.02349 | 0 | 0 | 0 | 0 | 0 | -0.003915 | 0.003991
1992 | 15.9687 | 0.00783 | 0 | 0 | 0 | 0 | 0 | 0.02349 | 0.027937
1992 | 15.9792 | 0 | 0 | 0 | 0 | 0 | 0 | -0.00783 | -0.051883
1992 | 15.9896 | 0 | 0 | 0 | 0 | 0 | 0 | -0.00783 | 0.023946
1992 | 16 | 0.01566 | 0 | 0 | 0 | 0 | 0 | 0.003915 | -0.003991
1992 | 16.0104 | 0 | 0 | 0 | 0 | 0 | 0 | 0.027405 | 0.043901
1992 | 16.0208 | 0 | 0 | 0 | 0 | 0 | 0 | 0 | -0.007982
1992 | 16.0312 | 0.02349 | 0 | 0 | 0 | 0 | 0 | 0 | -0.011973
1992 | 16.0417 | 0.01566 | 0.015964 | 0 | 0 | 0 | 0 | -0.003915 | 0.015964
1992 | 16.0521 | 0 | 0 | 0 | 0 | 0 | 0 | 0.043065 | 0.03991
1992 | 16.0625 | 0 | 0 | 0 | 0 | 0 | 0 | 0.01566 | -0.015964
1992 | 16.0729 | 0 | 0.007982 | 0 | 0 | 0 | 0 | -0.003915 | 0.015964
1992 | 16.0833 | 0.04698 | 0 | 0 | 0 | 0 | 0 | -0.00783 | 0.027937
1992 | 16.0937 | 0 | 0 | 0 | 0 | 0 | 0 | 0.050895 | -0.007982
1992 | 16.1042 | 0 | 0.007982 | 0 | 0 | 0 | 0 | 0.027405 | 2.8422e-14
1992 | 16.1146 | 0 | 0 | 0 | 0 | 0 | 0 | -0.00783 | 0.027937
1992 | 16.125 | 0 | 0 | 0 | 0 | 0 | 0 | 0.00783 | 0.003991
1992 | 16.1354 | 0 | 0 | 0 | 0 | 0 | 0 | 0.01566 | 0.015964
1992 | 16.1458 | 0 | 0.007982 | 0 | 0 | 0 | 0 | 0.01566 | -0.023946
1992 | 16.1562 | 0 | 0 | 0 | 0 | 0 | 0 | 0 | 0.023946
1992 | 16.1667 | 0.01566 | 0 | 0 | 0 | 0 | 0 | 0.003915 | 0.003991
1992 | 16.1771 | 0.01566 | 0.03991 | 0 | 0 | 0 | 0 | 0 | 0.019955
1992 | 16.1875 | 0 | 0.015964 | 0 | 0 | 0 | 0 | 0.019575 | 0.035919
1992 | 16.1979 | 0 | 0 | 0 | 0 | 0 | 0 | 0.01566 | 0.015964
1992 | 16.2083 | 0 | 0 | 0 | 0 | 0 | 0 | -0.00783 | -0.011973
1992 | 16.2187 | 0 | 0 | 0 | 0 | 0 | 0 | 0.019575 | -0.003991
1992 | 16.2292 | 0 | 0 | 0 | 0 | 0 | 0 | 0.02349 | 0.011973
1992 | 16.2396 | 0 | 0 | 0 | 0 | 0 | 0 | 0 | 0.015964
1992 | 16.25 | 0.00783 | 0.063856 | 0 | 0 | 0 | 0 | 0 | 0.027937
1992 | 16.2604 | 0.03132 | 0 | 0 | 0 | 0 | 0 | -0.019575 | 0.003991
1992 | 16.2708 | 0 | 0 | 0 | 0 | 0 | 0 | 0.043065 | 0.019955
1992 | 16.2812 | 0 | 0 | 0 | 0 | 0 | 0 | 0.035235 | 0.011973
1992 | 16.2917 | 0 | 0 | 0 | 0 | 0 | 0 | -0.003915 | -0.019955
1992 | 16.3021 | 0.01566 | 0 | 0 | 0 | 0 | 0 | -0.00783 | 0.027937
1992 | 16.3125 | 0.03132 | 0 | 0 | 0 | 0 | 0 | 0.00783 | -0.007982
1992 | 16.3229 | 0.00783 | 0 | 0 | 0 | 0 | 0 | -0.01566 | -0.023946
1992 | 16.3333 | 0 | 0 | 0 | 0 | 0 | 0 | 0.02349 | 0.015964
1992 | 16.3437 | 0 | 0 | 0 | 0 | 0 | 0 | 0.03915 | 0.011973
1992 | 16.3542 | 0 | 0 | 0 | 0 | 0 | 0 | 0.035235 | 0.015964
1992 | 16.3646 | 0 | 0 | 0 | 0 | 0 | 0 | -0.011745 | -0.015964
1992 | 16.375 | 0.01566 | 0 | 0 | 0 | 0 | 0 | -0.027405 | 0.035919
1992 | 16.3854 | 0 | 0 | 0 | 0 | 0 | 0 | 0.027405 | -0.015964
1992 | 16.3958 | 0 | 0 | 0 | 0 | 0 | 0 | 0.02349 | -0.011973
1992 | 16.4062 | 0 | 0 | 0 | 0 | 0 | 0 | -0.019575 | 0.047892
1992 | 16.4167 | 0 | 0 | 0 | 0 | 0 | 0 | 0.035235 | -0.043901
1992 | 16.4271 | 0 | 0.007982 | 0 | 0 | 0 | 0 | 0.003915 | 0.011973
1992 | 16.4375 | 0 | 0 | 0 | 0 | 0 | 0 | 0.00783 | -0.007982
1992 | 16.4479 | 0 | 0 | 0 | 0 | 0 | 0 | 0.011745 | 0.023946
1992 | 16.4583 | 0 | 0 | 0 | 0 | 0 | 0 | 0.02349 | -0.011973
1992 | 16.4687 | 0 | 0.063856 | 0 | 0 | 0 | 0 | 0.00783 | 0.023946
1992 | 16.4792 | 0 | 0 | 0 | 0 | 0 | 0 | 0.03132 | 0.067847
1992 | 16.4896 | 0 | 0 | 0 | 0 | 0 | 0 | 0.043065 | 0.023946
1992 | 16.5 | 0 | 0 | 0 | 0 | 0 | 0 | 0.03132 | 0.027937
1992 | 16.5104 | 0 | 0 | 0 | 0 | 0 | 0 | 0.02349 | 0.023946
1992 | 16.5208 | 0 | 0 | 0 | 0 | 0 | 0 | 0.03132 | -0.003991
1992 | 16.5312 | 0.02349 | 0 | 0 | 0 | 0 | 0 | 0.01566 | 0.007982
1992 | 16.5417 | 0 | 0 | 0 | 0 | 0 | 0 | 0.043065 | 0.035919
1992 | 16.5521 | 0 | 0 | 0 | 0 | 0 | 0 | 0.035235 | 0.011973
1992 | 16.5625 | 0 | 0 | 0 | 0 | 0 | 0 | 0.03915 | 0.055874
1992 | 16.5729 | 0 | 0 | 0 | 0 | 0 | 0 | 0.00783 | -0.007982
1992 | 16.5833 | 0 | 0 | 0 | 0 | 0 | 0 | 0.03132 | 0.067847
1992 | 16.5937 | 0 | 0 | 0 | 0 | 0 | 0 | 0.06264 | 0.007982
1992 | 16.6042 | 0 | 0 | 0 | 0 | 0 | 0 | 0.027405 | 0.007982
1992 | 16.6146 | 0 | 0 | 0 | 0 | 0 | 0 | 0.04698 | 0.047892
1992 | 16.625 | 0 | 0 | 0 | 0 | 0 | 0 | 0.00783 | 0.011973
1992 | 16.6354 | 0 | 0 | 0 | 0 | 0 | 0 | 0.03915 | 0.055874
1992 | 16.6458 | 0 | 0 | 0 | 0 | 0 | 0 | 0.011745 | 0.023946
1992 | 16.6562 | 0 | 0 | 0 | 0 | 0 | 0 | 0.043065 | 0.027937
1992 | 16.6667 | 0 | 0 | 0 | 0 | 0 | 0 | 0.04698 | 0.019955
1992 | 16.6771 | 0 | 0 | 0 | 0 | 0 | 0 | -0.003915 | 0.023946
1992 | 16.6875 | 0 | 0 | 0 | 0 | 0 | 0 | 0.043065 | 0.03991
1992 | 16.6979 | 0 | 0 | 0 | 0 | 0 | 0 | 0.06264 | 0.03991
1992 | 16.7083 | 0 | 0 | 0 | 0 | 0 | 0 | 0.035235 | 0
1992 | 16.7187 | 0 | 0 | 0 | 0 | 0 | 0 | 0.05481 | 0.011973
1992 | 16.7292 | 0 | 0 | 0 | 0 | 0 | 0 | 0.00783 | 0.011973
1992 | 16.7396 | 0 | 0 | 0 | 0 | 0 | 0 | 0.01566 | 0.019955
1992 | 16.75 | 0 | 0 | 0 | 0 | 0 | 0 | -0.00783 | 0.015964
1992 | 16.7604 | 0.00783 | 0.007982 | 0 | 0 | 0 | 0 | -0.003915 | -0.011973
1992 | 16.7708 | 0.00783 | 0 | 0 | 0 | 0 | 0 | 0 | 0.047892
1992 | 16.7812 | 0.03132 | 0 | 0 | 0 | 0 | 0 | 0 | -0.043901
1992 | 16.7917 | 0.00783 | 0 | 0 | 0 | 0 | 0 | 0.00783 | 0.007982
1992 | 16.8021 | 0 | 0 | 0 | 0 | 0 | 0 | 0.019575 | 0.011973
1992 | 16.8125 | 0 | 0 | 0 | 0 | 0 | 0 | -0.02349 | 0.011973
1992 | 16.8229 | 0 | 0.03991 | 0 | 0 | 0 | 0 | 0.019575 | 0.027937
1992 | 16.8333 | 0 | 0 | 0 | 0 | 0 | 0 | 0.00783 | 0.003991
1992 | 16.8437 | 0.03915 | 0 | 0 | 0 | 0 | 0 | 0.003915 | 0.027937
1992 | 16.8542 | 0 | 0 | 0 | 0 | 0 | 0 | 0.050895 | 0.027937
1992 | 16.8646 | 0 | 0 | 0 | 0 | 0 | 0 | -0.02349 | -0.059865
1992 | 16.875 | 0 | 0 | 0 | 0 | 0 | 0 | 0.043065 | 0.055874
1992 | 16.8854 | 0 | 0 | 0 | 0 | 0 | 0 | 0.00783 | -0.003991
1992 | 16.8958 | 0 | 0 | 0 | 0 | 0 | 0 | 0.035235 | 0.015964
1992 | 16.9062 | 0 | 0 | 0 | 0 | 0 | 0 | -0.011745 | 0.031928
1992 | 16.9167 | 0 | 0 | 0 | 0 | 0 | 0 | 0.00783 | -0.027937
1992 | 16.9271 | 0 | 0 | 0 | 0 | 0 | 0 | 0.011745 | 0.019955
1992 | 16.9375 | 0.00783 | 0 | 0 | 0 | 0 | 0 | -0.011745 | 0.003991
1992 | 16.9479 | 0 | 0 | 0 | 0 | 0 | 0 | 0.06264 | 0.031928
1992 | 16.9583 | 0 | 0 | 0 | 0 | 0 | 0 | 0.019575 | 0.019955
1992 | 16.9687 | 0 | 0 | 0 | 0 | 0 | 0 | 0.01566 | -0.011973
1992 | 16.9792 | 0.00783 | 0 | 0 | 0 | 0 | 0 | -0.003915 | 0
1992 | 16.9896 | 0 | 0 | 0 | 0 | 0 | 0 | 0.019575 | -0.015964
1992 | 17 | 0 | 0 | 0 | 0 | 0 | 0 | 0 | 0.011973
1992 | 17.0104 | 0.00783 | 0 | 0 | 0 | 0 | 0 | 0.01566 | 0.003991
1992 | 17.0208 | 0 | 0 | 0 | 0 | 0 | 0 | -0.019575 | -0.007982
1992 | 17.0312 | 0 | 0.007982 | 0 | 0 | 0 | 0 | 0.003915 | 0.007982
1992 | 17.0417 | 0 | 0 | 0 | 0 | 0 | 0 | -0.003915 | -0.007982
1992 | 17.0521 | 0 | 0 | 0 | 0 | 0 | 0 | 0.01566 | 0.023946
1992 | 17.0625 | 0.00783 | 0.007982 | 0 | 0 | 0 | 0 | -0.00783 | 0.011973
1992 | 17.0729 | 0 | 0.015964 | 0 | 0 | 0 | 0 | 0.00783 | -0.015964
1992 | 17.0833 | 0 | 0 | 0 | 0 | 0 | 0 | 0.011745 | 0.03991
1992 | 17.0937 | 0.00783 | 0 | 0 | 0 | 0 | 0 | 0 | -0.003991
1992 | 17.1042 | 0 | 0 | 0 | 0 | 0 | 0 | 0.011745 | -0.011973
1992 | 17.1146 | 0 | 0 | 0 | 0 | 0 | 0 | 0.003915 | 0.003991
1992 | 17.125 | 0 | 0 | 0 | 0 | 0 | 0 | -0.003915 | 0
1992 | 17.1354 | 0 | 0 | 0 | 0 | 0 | 0 | 0.00783 | 0.011973
1992 | 17.1458 | 0 | 0.015964 | 0 | 0 | 0 | 0 | -0.04698 | -0.031928
1992 | 17.1562 | 0 | 0 | 0 | 0 | 0 | 0 | 0.003915 | 0.023946
1992 | 17.1667 | 0.01566 | 0.007982 | 0 | 0 | 0 | 0 | -0.011745 | -0.027937
1992 | 17.1771 | 0 | 0 | 0 | 0 | 0 | 0 | 0 | 0.007982
1992 | 17.1875 | 0.01566 | 0 | 0 | 0 | 0 | 0 | -0.003915 | 0.003991
1992 | 17.1979 | 0.01566 | 0 | 0 | 0 | 0 | 0 | 0 | -0.015964
1992 | 17.2083 | 0.02349 | 0.047892 | 0 | 0 | 0 | 0 | 0 | 0.055874
1992 | 17.2187 | 0.00783 | 0 | 0 | 0 | 0 | 0 | -0.003915 | -0.019955
1992 | 17.2292 | 0 | 0 | 0 | 0 | 0 | 0 | 0.00783 | -0.007982
1992 | 17.2396 | 0.03132 | 0 | 0 | 0 | 0 | 0 | 0.003915 | -0.03991
1992 | 17.25 | 0 | 0 | 0 | 0 | 0 | 0 | 0.03132 | 0.095784
1992 | 17.2604 | 0 | 0 | 0 | 0 | 0 | 0 | 0.01566 | -0.099775
1992 | 17.2708 | 0 | 0 | 0 | 0 | 0 | 0 | -0.003915 | 0.03991
1992 | 17.2812 | 0 | 0 | 0 | 0 | 0 | 0 | -0.003915 | 0.023946
1992 | 17.2917 | 0 | 0 | 0 | 0 | 0 | 0 | 0.043065 | 0.051883
1992 | 17.3021 | 0 | 0 | 0 | 0 | 0 | 0 | 0.01566 | -0.019955
1992 | 17.3125 | 0 | 0 | 0 | 0.087802 | 0 | 0 | -0.003915 | 0.051883
1992 | 17.3229 | 0 | 0 | 0 | 0 | 0 | 0 | 0.01566 | 0.031928
1992 | 17.3333 | 0 | 0.007982 | 0 | 0 | 0 | 0 | 0.011745 | 0.011973
1992 | 17.3437 | 0 | 0 | 0 | 0 | 0 | 0 | 0.01566 | 0.027937
1992 | 17.3542 | 0 | 0.007982 | 0 | 0 | 0 | 0 | 0.003915 | 0.035919
1992 | 17.3646 | 0.02349 | 0 | 0 | 0 | 0 | 0 | 0.02349 | 0
1992 | 17.375 | 0 | 0 | 0 | 0.07982 | 0 | 0 | -0.00783 | 0.023946
1992 | 17.3854 | 0 | 0 | 0 | 0 | 0 | 0 | 0.019575 | -0.003991
1992 | 17.3958 | 0 | 0 | 0 | 0.07982 | 0 | 0 | 0 | -0.015964
1992 | 17.4062 | 0 | 0 | 0 | 0 | 0 | 0 | 0.035235 | 0.063856
1992 | 17.4167 | 0 | 0 | 0 | 0 | 0 | 0 | 0.011745 | 0.07982
1992 | 17.4271 | 0 | 0 | 0 | 0 | 0 | 0 | 0.02349 | 0.023946
1992 | 17.4375 | 0 | 0 | 0 | 0 | 0 | 0 | 0.019575 | 0.063856
1992 | 17.4479 | 0 | 0.063856 | 0 | 0 | 0 | 0 | 0.019575 | -0.019955
1992 | 17.4583 | 0 | 0 | 0 | 0 | 0 | 0 | 0.035235 | 0.011973
1992 | 17.4687 | 0 | 0 | 0 | 0 | 0 | 0 | 0.011745 | 0.075829
1992 | 17.4792 | 0 | 0 | 0 | 0 | 0 | 0 | 0.03915 | 0.059865
1992 | 17.4896 | 0 | 0 | 0 | 0 | 0 | 0 | -0.01566 | -0.063856
1992 | 17.5 | 0 | 0 | 0 | 0 | 0 | 0 | 0.043065 | 0.043901
1992 | 17.5104 | 0 | 0 | 0 | 0 | 0 | 0 | 0.027405 | 0.031928
1992 | 17.5208 | 0 | 0 | 0 | 0 | 0 | 0 | 0.02349 | 0.023946
1992 | 17.5312 | 0 | 0 | 0 | 0 | 0 | 0 | 0.003915 | -0.011973
1992 | 17.5417 | 0 | 0 | 0 | 0 | 0 | 0 | 0.019575 | 0.047892
1992 | 17.5521 | 0 | 0 | 0 | 0 | 0 | 0 | 0.019575 | 0.03991
1992 | 17.5625 | 0 | 0 | 0 | 0 | 0 | 0 | 0.02349 | 0.019955
1992 | 17.5729 | 0 | 0 | 0 | 0 | 0 | 0 | 0.035235 | -0.007982
1992 | 17.5833 | 0 | 0 | 0 | 0 | 0 | 0 | 0.011745 | -0.031928
1992 | 17.5937 | 0 | 0 | 0 | 0 | 0 | 0 | 0.02349 | 0.03991
1992 | 17.6042 | 0 | 0 | 0 | 0 | 0 | 0 | 0.03132 | 0.007982
1992 | 17.6146 | 0 | 0 | 0 | 0 | 0 | 0 | 0.027405 | 0.015964
1992 | 17.625 | 0 | 0 | 0 | 0 | 0 | 0 | 0.035235 | 0.035919
1992 | 17.6354 | 0 | 0 | 0 | 0 | 0 | 0 | 0.03132 | 0.023946
1992 | 17.6458 | 0 | 0 | 0 | 0 | 0 | 0 | 0.043065 | 0.051883
1992 | 17.6562 | 0 | 0 | 0 | 0 | 0 | 0 | 0.01566 | 0.019955
1992 | 17.6667 | 0 | 0 | 0 | 0 | 0 | 0 | 0.019575 | 0.051883
1992 | 17.6771 | 0 | 0.007982 | 0 | 0 | 0 | 0 | 0.011745 | -0.007982
1992 | 17.6875 | 0 | 0 | 0 | 0 | 0 | 0 | 0.011745 | 0.003991
1992 | 17.6979 | 0 | 0 | 0 | 0 | 0 | 0 | 0.027405 | 0.051883
1992 | 17.7083 | 0 | 0 | 0 | 0 | 0 | 0 | 0.011745 | -0.031928
1992 | 17.7187 | 0 | 0 | 0 | 0 | 0 | 0 | 0.01566 | 0.023946
1992 | 17.7292 | 0 | 0 | 0 | 0 | 0 | 0 | 0.01566 | 0.015964
1992 | 17.7396 | 0 | 0.015964 | 0 | 0 | 0 | 0 | 0.003915 | 0.011973
1992 | 17.75 | 0 | 0 | 0 | 0 | 0 | 0 | 0.01566 | 0.019955
1992 | 17.7604 | 0.00783 | 0 | 0 | 0 | 0 | 0 | 0.003915 | 0.003991
1992 | 17.7708 | 0 | 0 | 0 | 0 | 0 | 0 | 0.011745 | 0.015964
1992 | 17.7812 | 0 | 0 | 0 | 0 | 0 | 0 | 0 | 0
1992 | 17.7917 | 0 | 0 | 0 | 0 | 0 | 0 | 0.00783 | 0.027937
1992 | 17.8021 | 0 | 0 | 0 | 0 | 0 | 0 | 0.00783 | -0.027937
1992 | 17.8125 | 0 | 0 | 0 | 0 | 0 | 0 | -0.003915 | 0.023946
1992 | 17.8229 | 0 | 0 | 0 | 0 | 0 | 0 | 0.01566 | -0.003991
1992 | 17.8333 | 0 | 0 | 0 | 0 | 0 | 0 | 0 | -2.8422e-14
1992 | 17.8437 | 0.00783 | 0 | 0 | 0 | 0 | 0 | 0.00783 | 0.023946
1992 | 17.8542 | 0 | 0 | 0 | 0 | 0 | 0 | 0.003915 | -0.003991
1992 | 17.8646 | 0 | 0 | 0 | 0 | 0 | 0 | 0.003915 | 0.011973
1992 | 17.875 | 0 | 0.015964 | 0 | 0 | 0 | 0 | 0.011745 | 0.015964
1992 | 17.8854 | 0 | 0 | 0 | 0 | 0 | 0 | 0.003915 | -0.007982
1992 | 17.8958 | 0 | 0 | 0 | 0 | 0 | 0 | 0.003915 | 0.015964
1992 | 17.9062 | 0 | 0 | 0 | 0 | 0 | 0 | 0.003915 | 0.011973
1992 | 17.9167 | 0 | 0 | 0 | 0 | 0 | 0 | 0.00783 | 0
1992 | 17.9271 | 0 | 0 | 0 | 0 | 0 | 0 | 0 | -0.003991
1992 | 17.9375 | 0 | 0.015964 | 0 | 0 | 0 | 0 | 0.003915 | 0.03991
1992 | 17.9479 | 0 | 0 | 0 | 0 | 0 | 0 | 0.011745 | 0.003991
1992 | 17.9583 | 0 | 0 | 0 | 0 | 0 | 0 | 0.00783 | -0.003991
1992 | 17.9687 | 0 | 0 | 0 | 0 | 0 | 0 | -0.003915 | -0.003991
1992 | 17.9792 | 0 | 0 | 0 | 0 | 0 | 0 | 0 | 0.027937
1992 | 17.9896 | 0 | 0 | 0 | 0 | 0 | 0 | 0.003915 | -0.015964
1992 | 18 | 0 | 0 | 0 | 0 | 0 | 0 | 0.00783 | 0.003991
1992 | 18.0104 | 0 | 0 | 0 | 0 | 0 | 0 | 0.003915 | 0.007982
1992 | 18.0208 | 0 | 0 | 0 | 0 | 0 | 0 | 0.00783 | 0
1992 | 18.0312 | 0 | 0 | 0 | 0 | 0 | 0 | -0.003915 | 0.003991
1992 | 18.0417 | 0 | 0 | 0 | 0 | 0 | 0 | 0.011745 | 0.011973
1992 | 18.0521 | 0 | 0 | 0 | 0 | 0 | 0 | 0 | 0.007982
1992 | 18.0625 | 0 | 0 | 0 | 0 | 0 | 0 | -0.003915 | 0
1992 | 18.0729 | 0 | 0 | 0 | 0 | 0 | 0 | 0.011745 | -0.019955
1992 | 18.0833 | 0 | 0 | 0 | 0 | 0 | 0 | 0 | 0.015964
1992 | 18.0937 | 0 | 0 | 0 | 0 | 0 | 0 | 0.003915 | -0.007982
1992 | 18.1042 | 0 | 0 | 0 | 0 | 0 | 0 | 0.003915 | 0.007982
1992 | 18.1146 | 0 | 0 | 0 | 0 | 0 | 0 | 0 | 0.011973
1992 | 18.125 | 0 | 0.015964 | 0 | 0 | 0 | 0 | 0.00783 | 0.015964
1992 | 18.1354 | 0 | 0 | 0 | 0 | 0 | 0 | 0 | 0.003991
1992 | 18.1458 | 0 | 0 | 0 | 0 | 0 | 0 | 0.003915 | 0.007982
1992 | 18.1562 | 0 | 0 | 0 | 0 | 0 | 0 | 0.003915 | 0.015964
1992 | 18.1667 | 0.00783 | 0.031928 | 0 | 0 | 0 | 0 | -0.003915 | 0.023946
1992 | 18.1771 | 0 | 0 | 0 | 0 | 0 | 0 | 0.011745 | 0.007982
1992 | 18.1875 | 0 | 0 | 0 | 0 | 0 | 0 | 0.00783 | -0.019955
1992 | 18.1979 | 0 | 0 | 0 | 0 | 0 | 0 | 0 | 0.019955
1992 | 18.2083 | 0 | 0 | 0 | 0 | 0 | 0 | 0.00783 | 0.003991
1992 | 18.2187 | 0 | 0 | 0 | 0 | 0 | 0 | 0 | 0.007982
1992 | 18.2292 | 0 | 0 | 0 | 0 | 0 | 0 | 0.00783 | -0.015964
1992 | 18.2396 | 0 | 0 | 0 | 0 | 0 | 0 | -0.003915 | -0.003991
1992 | 18.25 | 0 | 0 | 0 | 0 | 0 | 0 | 0.019575 | 0.027937
1992 | 18.2604 | 0 | 0 | 0 | 0 | 0 | 0 | -0.003915 | 0.051883
1992 | 18.2708 | 0 | 0.055874 | 0 | 0 | 0 | 0 | -0.003915 | -0.015964
1992 | 18.2812 | 0 | 0.007982 | 0 | 0 | 0 | 0 | 0 | 0.019955
1992 | 18.2917 | 0.00783 | 0 | 0 | 0 | 0 | 0 | 0.003915 | 0
1992 | 18.3021 | 0.00783 | 0 | 0 | 0 | 0 | 0 | 0 | -0.023946
1992 | 18.3125 | 0 | 0 | 0 | 0 | 0 | 0 | 0 | 0.023946
1992 | 18.3229 | 0 | 0 | 0 | 0 | 0 | 0 | 0 | 0
1992 | 18.3333 | 0 | 0.007982 | 0 | 0 | 0 | 0 | 0.00783 | -0.007982
1992 | 18.3437 | 0 | 0 | 0 | 0 | 0 | 0 | 0 | 0.015964
1992 | 18.3542 | 0 | 0 | 0 | 0 | 0 | 0 | 0.00783 | 0.003991
1992 | 18.3646 | 0 | 0.007982 | 0 | 0 | 0 | 0 | 0 | -0.003991
1992 | 18.375 | 0.00783 | 0 | 0 | 0 | 0 | 0 | 0.00783 | 0.019955
1992 | 18.3854 | 0 | 0.023946 | 0 | 0 | 0 | 0 | -0.003915 | 0.015964
1992 | 18.3958 | 0 | 0 | 0 | 0 | 0 | 0 | 0.02349 | 0.015964
1992 | 18.4062 | 0 | 0 | 0 | 0 | 0 | 0 | -0.00783 | 0.003991
1992 | 18.4167 | 0.00783 | 0 | 0 | 0 | 0 | 0 | 0.00783 | -0.011973
1992 | 18.4271 | 0 | 0 | 0 | 0 | 0 | 0 | 0.011745 | 0.019955
1992 | 18.4375 | 0 | 0.03991 | 0 | 0 | 0 | 0 | 0.01566 | 0.003991
1992 | 18.4479 | 0 | 0 | 0 | 0 | 0 | 0 | 0.003915 | 0.031928
1992 | 18.4583 | 0 | 0 | 0 | 0 | 0 | 0 | 0.011745 | 0.043901
1992 | 18.4687 | 0 | 0 | 0 | 0 | 0 | 0 | 0.01566 | -0.007982
1992 | 18.4792 | 0 | 0 | 0 | 0 | 0 | 0 | 0.00783 | 0.019955
1992 | 18.4896 | 0 | 0 | 0 | 0 | 0 | 0 | 0.019575 | 0.003991
1992 | 18.5 | 0 | 0 | 0 | 0 | 0 | 0 | 0.02349 | 0.035919
1992 | 18.5104 | 0 | 0.031928 | 0 | 0 | 0 | 0 | 0.019575 | 0.031928
1992 | 18.5208 | 0 | 0 | 0 | 0 | 0 | 0 | 0.03132 | 0.003991
1992 | 18.5312 | 0 | 0 | 0 | 0 | 0 | 0 | 0.011745 | 0.015964
1992 | 18.5417 | 0 | 0 | 0 | 0 | 0 | 0 | 0.043065 | 0.031928
1992 | 18.5521 | 0 | 0 | 0 | 0 | 0 | 0 | 0.003915 | 0.003991
1992 | 18.5625 | 0 | 0 | 0 | 0 | 0 | 0 | 0.00783 | 0
1992 | 18.5729 | 0 | 0.007982 | 0 | 0 | 0 | 0 | 0.06264 | 0.047892
1992 | 18.5833 | 0 | 0 | 0 | 0 | 0 | 0 | 0.050895 | 0.063856
1992 | 18.5937 | 0 | 0 | 0 | 0 | 0 | 0 | 0.027405 | 0.007982
1992 | 18.6042 | 0 | 0 | 0 | 0 | 0 | 0 | 0.03915 | 0.03991
1992 | 18.6146 | 0 | 0 | 0 | 0 | 0 | 0 | 0.027405 | -0.011973
1992 | 18.625 | 0 | 0.007982 | 0 | 0 | 0 | 0 | 0.03132 | 0.051883
1992 | 18.6354 | 0 | 0 | 0 | 0 | 0 | 0 | 0.03915 | 0.043901
1992 | 18.6458 | 0 | 0 | 0 | 0 | 0 | 0 | 0.035235 | 0.027937
1992 | 18.6562 | 0 | 0 | 0 | 0 | 0 | 0 | 0.019575 | 0.023946
1992 | 18.6667 | 0 | 0 | 0 | 0 | 0 | 0 | 0.03132 | 0.003991
1992 | 18.6771 | 0 | 0 | 0 | 0 | 0 | 0 | 0.03132 | 0.011973
1992 | 18.6875 | 0 | 0 | 0 | 0 | 0 | 0 | 0.01566 | 0.03991
1992 | 18.6979 | 0 | 0.007982 | 0 | 0 | 0 | 0 | 0.011745 | 0.011973
1992 | 18.7083 | 0 | 0 | 0 | 0 | 0 | 0 | 0.019575 | 0.031928
1992 | 18.7187 | 0 | 0 | 0 | 0 | 0 | 0 | 0.011745 | -2.8422e-14
1992 | 18.7292 | 0 | 0 | 0 | 0 | 0 | 0 | 0.027405 | 0.03991
1992 | 18.7396 | 0 | 0 | 0 | 0 | 0 | 0 | 0.019575 | 0.011973
1992 | 18.75 | 0 | 0 | 0 | 0 | 0 | 0 | 0.00783 | -0.011973
1992 | 18.7604 | 0 | 0.023946 | 0 | 0 | 0 | 0 | -0.003915 | 0.027937
1992 | 18.7708 | 0 | 0 | 0 | 0 | 0 | 0 | 0.00783 | -0.007982
1992 | 18.7812 | 0 | 0 | 0 | 0 | 0 | 0 | 0.01566 | 0.019955
1992 | 18.7917 | 0 | 0 | 0 | 0 | 0 | 0 | 0.003915 | 0.019955
1992 | 18.8021 | 0 | 0 | 0 | 0 | 0 | 0 | 0.011745 | 0.023946
1992 | 18.8125 | 0 | 0.03991 | 0 | 0 | 0 | 0 | 0.003915 | -0.011973
1992 | 18.8229 | 0.00783 | 0 | 0 | 0 | 0 | 0 | 0.003915 | 0.03991
1992 | 18.8333 | 0 | 0 | 0 | 0 | 0 | 0 | 0.00783 | -0.007982
1992 | 18.8437 | 0.00783 | 0 | 0 | 0 | 0 | 0 | 0 | 0
1992 | 18.8542 | 0 | 0.023946 | 0 | 0 | 0 | 0 | 0.00783 | 0.023946
1992 | 18.8646 | 0 | 0 | 0 | 0 | 0 | 0 | -0.003915 | -0.007982
1992 | 18.875 | 0 | 0 | 0 | 0 | 0 | 0 | -0.003915 | 0.019955
1992 | 18.8854 | 0 | 0 | 0 | 0 | 0 | 0 | 0.00783 | 0.011973
1992 | 18.8958 | 0 | 0 | 0 | 0 | 0 | 0 | 0.003915 | 0.003991
1992 | 18.9062 | 0 | 0.023946 | 0 | 0 | 0 | 0 | -0.003915 | -0.003991
1992 | 18.9167 | 0 | 0 | 0 | 0 | 0 | 0 | 0.00783 | 0.015964
1992 | 18.9271 | 0 | 0 | 0 | 0 | 0 | 0 | -0.003915 | 0.043901
1992 | 18.9375 | 0 | 0 | 0 | 0 | 0 | 0 | 0 | -0.023946
1992 | 18.9479 | 0 | 0 | 0 | 0 | 0 | 0 | 0 | -0.007982
1992 | 18.9583 | 0 | 0 | 0 | 0 | 0 | 0 | 0 | -0.011973
1992 | 18.9687 | 0 | 0 | 0 | 0 | 0 | 0 | 0 | 0.027937
1992 | 18.9792 | 0 | 0 | 0 | 0 | 0 | 0 | 0.003915 | -0.003991
1992 | 18.9896 | 0 | 0 | 0 | 0 | 0 | 0 | -0.003915 | -0.007982
1992 | 19 | 0 | 0.055874 | 0 | 0 | 0 | 0 | 0 | 0.035919
1992 | 19.0104 | 0 | 0.007982 | 0 | 0 | 0 | 0 | 0 | 0.03991
1992 | 19.0208 | 0 | 0 | 0 | 0 | 0 | 0 | 0.003915 | -0.007982
1992 | 19.0312 | 0.00783 | 0 | 0 | 0 | 0 | 0 | 0 | -0.047892
1992 | 19.0417 | 0 | 0 | 0 | 0 | 0 | 0 | -0.003915 | 0.059865
1992 | 19.0521 | 0 | 0 | 0 | 0 | 0 | 0 | 0 | 0.019955
1992 | 19.0625 | 0 | 0 | 0 | 0 | 0 | 0 | 0 | -0.023946
1992 | 19.0729 | 0.00783 | 0 | 0 | 0 | 0 | 0 | 0.003915 | -0.015964
1992 | 19.0833 | 0 | 0 | 0 | 0 | 0 | 0 | 0 | -0.011973
1992 | 19.0937 | 0 | 0 | 0 | 0 | 0 | 0 | 2.8422e-14 | -0.007982
1992 | 19.1042 | 0.01566 | 0 | 0 | 0 | 0 | 0 | 0.011745 | 0.019955
1992 | 19.1146 | 0 | 0.007982 | 0 | 0 | 0 | 0 | -0.003915 | 0.019955
1992 | 19.125 | 0 | 0.031928 | 0 | 0 | 0 | 0 | 0 | 0.023946
1992 | 19.1354 | 0 | 0 | 0 | 0 | 0 | 0 | 0 | 0
1992 | 19.1458 | 0 | 0.023946 | 0 | 0 | 0 | 0 | 0 | 0.011973
1992 | 19.1562 | 0.00783 | 0 | 0 | 0 | 0 | 0 | 0 | -0.015964
1992 | 19.1667 | 0.01566 | 0 | 0 | 0 | 0 | 0 | 0.00783 | 0.019955
1992 | 19.1771 | 0 | 0 | 0 | 0 | 0 | 0 | 0 | 0.023946
1992 | 19.1875 | 0 | 0.055874 | 0 | 0 | 0 | 0 | 0 | 0.023946
1992 | 19.1979 | 0 | 0 | 0 | 0 | 0 | 0 | 0 | 0.023946
1992 | 19.2083 | 0 | 0 | 0 | 0 | 0 | 0 | 0 | -0.011973
1992 | 19.2188 | 0.01566 | 0 | 0 | 0 | 0 | 0 | 0.00783 | 0.003991
1992 | 19.2292 | 0 | 0 | 0 | 0 | 0 | 0 | -0.003915 | 2.8422e-14
1992 | 19.2396 | 0 | 0 | 0 | 0 | 0 | 0 | 0.003915 | 0.007982
1992 | 19.25 | 0.00783 | 0 | 0 | 0 | 0 | 0 | 0.00783 | -0.011973
1992 | 19.2604 | 0.00783 | 0.015964 | 0 | 0 | 0 | 0 | 0 | 0
1992 | 19.2708 | 0 | 0 | 0 | 0 | 0 | 0 | 0.003915 | 0.03991
1992 | 19.2813 | 0 | 0 | 0 | 0 | 0 | 0 | -0.003915 | -0.023946
1992 | 19.2917 | 0.00783 | 0 | 0 | 0 | 0 | 0 | 0 | -0.035919
1992 | 19.3021 | 0.00783 | 0 | 0 | 0 | 0 | 0 | 0.003915 | 0.023946
1992 | 19.3125 | 0 | 0 | 0 | 0 | 0 | 0 | 0.00783 | -0.003991
1992 | 19.3229 | 0 | 0 | 0 | 0 | 0 | 0 | 0 | 0.023946
1992 | 19.3333 | 0.01566 | 0 | 0 | 0 | 0 | 0 | -0.003915 | 0.011973
1992 | 19.3438 | 0 | 0 | 0 | 0 | 0 | 0 | 0 | -0.03991
1992 | 19.3542 | 0.00783 | 0 | 0 | 0 | 0 | 0 | -0.003915 | 0.003991
1992 | 19.3646 | 0 | 0 | 0 | 0 | 0 | 0 | 0.011745 | 0.031928
1992 | 19.375 | 0 | 0 | 0 | 0 | 0 | 0 | 0 | -0.031928
1992 | 19.3854 | 0 | 0 | 0 | 0 | 0 | 0 | 0.011745 | 0.019955
1992 | 19.3958 | 0 | 0 | 0 | 0 | 0 | 0 | 0 | 0.019955
1992 | 19.4063 | 0 | 0.03991 | 0 | 0 | 0 | 0 | 0.019575 | 0.019955
1992 | 19.4167 | 0 | 0 | 0 | 0 | 0 | 0 | 0.00783 | 0.019955
1992 | 19.4271 | 0 | 0 | 0 | 0 | 0 | 0 | 0.00783 | -0.031928
1992 | 19.4375 | 0 | 0 | 0 | 0 | 0 | 0 | 0.011745 | 0.035919
1992 | 19.4479 | 0 | 0 | 0 | 0 | 0 | 0 | 0.027405 | 0.019955
1992 | 19.4583 | 0 | 0 | 0 | 0 | 0 | 0 | 0.03132 | 0.035919
1992 | 19.4688 | 0 | 0 | 0 | 0 | 0 | 0 | 0.035235 | -0.015964
1992 | 19.4792 | 0 | 0 | 0 | 0 | 0 | 0 | 0.019575 | 0.043901
1992 | 19.4896 | 0 | 0 | 0 | 0 | 0 | 0 | 0.027405 | 0.051883
1992 | 19.5 | 0 | 0 | 0 | 0 | 0 | 0 | 0.019575 | 0.003991
1992 | 19.5104 | 0 | 0 | 0 | 0 | 0 | 0 | 0.03132 | 0.043901
1992 | 19.5208 | 0 | 0 | 0 | 0 | 0 | 0 | 0.027405 | -0.015964
1992 | 19.5313 | 0 | 0 | 0 | 0 | 0 | 0 | 0.04698 | 0.015964
1992 | 19.5417 | 0 | 0 | 0 | 0 | 0 | 0 | 0.01566 | 0.051883
1992 | 19.5521 | 0 | 0 | 0 | 0 | 0 | 0 | 0.03132 | 0.043901
1992 | 19.5625 | 0 | 0 | 0 | 0 | 0 | 0 | 0.050895 | -0.031928
1992 | 19.5729 | 0 | 0 | 0 | 0 | 0 | 0 | 0.04698 | 0.055874
1992 | 19.5833 | 0 | 0 | 0 | 0 | 0 | 0 | 0.05481 | 0.023946
1992 | 19.5938 | 0 | 0 | 0 | 0 | 0 | 0 | 0.03915 | 0.091793
1992 | 19.6042 | 0 | 0 | 0 | 0 | 0 | 0 | 0.027405 | 0
1992 | 19.6146 | 0 | 0 | 0 | 0 | 0 | 0 | 0.058725 | 0.007982
1992 | 19.625 | 0 | 0 | 0 | 0 | 0 | 0 | 0.043065 | 0.059865
1992 | 19.6354 | 0 | 0 | 0 | 0 | 0 | 0 | 0.050895 | -0.019955
1992 | 19.6458 | 0 | 0 | 0 | 0 | 0 | 0 | 0.04698 | 0.043901
1992 | 19.6563 | 0 | 0 | 0 | 0 | 0 | 0 | 0.035235 | 0.071838
1992 | 19.6667 | 0 | 0 | 0 | 0 | 0 | 0 | 0.03915 | -0.007982
1992 | 19.6771 | 0 | 0 | 0 | 0 | 0 | 0 | -0.02349 | 0.043901
1992 | 19.6875 | 0 | 0 | 0 | 0 | 0 | 0 | 0.035235 | 0.003991
1992 | 19.6979 | 0 | 0 | 0 | 0 | 0 | 0 | 0.05481 | 0.011973
1992 | 19.7083 | 0 | 0 | 0 | 0 | 0 | 0 | 0.02349 | 0.035919
1992 | 19.7188 | 0 | 0 | 0 | 0 | 0 | 0 | 0.035235 | 0.015964
1992 | 19.7292 | 0 | 0 | 0 | 0 | 0 | 0 | 0.02349 | 0.027937
1992 | 19.7396 | 0 | 0 | 0 | 0 | 0 | 0 | 0.027405 | 0.003991
1992 | 19.75 | 0 | 0 | 0 | 0 | 0 | 0 | 0.00783 | 0.011973
1992 | 19.7604 | 0 | 0 | 0 | 0 | 0 | 0 | -0.00783 | -0.007982
1992 | 19.7708 | 0 | 0 | 0 | 0 | 0 | 0 | -0.00783 | -0.023946
1992 | 19.7813 | 0 | 0 | 0 | 0 | 0 | 0 | 0.003915 | 0.031928
1992 | 19.7917 | 0 | 0 | 0 | 0 | 0 | 0 | -0.003915 | 0.015964
1992 | 19.8021 | 0 | 0.023946 | 0 | 0 | 0 | 0 | -0.00783 | 0.031928
1992 | 19.8125 | 0 | 0 | 0 | 0 | 0 | 0 | -0.00783 | -0.019955
1992 | 19.8229 | 0 | 0 | 0 | 0 | 0 | 0 | 0.019575 | 0.015964
1992 | 19.8333 | 0 | 0 | 0 | 0 | 0 | 0 | 0.05481 | 0.027937
1992 | 19.8438 | 0 | 0 | 0 | 0 | 0 | 0 | 0.02349 | 0.019955
1992 | 19.8542 | 0 | 0 | 0 | 0 | 0 | 0 | -0.003915 | 0.007982
1992 | 19.8646 | 0.01566 | 0 | 0 | 0 | 0 | 0 | 0.003915 | -0.019955
1992 | 19.875 | 0 | 0 | 0 | 0 | 0 | 0 | 0.003915 | -0.007982
1992 | 19.8854 | 0 | 0 | 0 | 0 | 0 | 0 | 0.003915 | 0.027937
1992 | 19.8958 | 0 | 0 | 0 | 0 | 0 | 0 | 0.027405 | 0.003991
1992 | 19.9063 | 0 | 0 | 0 | 0 | 0 | 0 | -0.003915 | 0.019955
1992 | 19.9167 | 0 | 0 | 0 | 0 | 0 | 0 | -0.01566 | 0.007982
1992 | 19.9271 | 0 | 0.015964 | 0 | 0 | 0 | 0 | 0.03132 | 0
1992 | 19.9375 | 0 | 0 | 0 | 0 | 0 | 0 | 0.003915 | 0.015964
1992 | 19.9479 | 0.01566 | 0 | 0 | 0 | 0 | 0 | 0.00783 | -0.007982
1992 | 19.9583 | 0 | 0 | 0 | 0 | 0 | 0 | -0.00783 | -0.007982
1992 | 19.9688 | 0.00783 | 0 | 0 | 0 | 0 | 0 | 0.011745 | 0.027937
1992 | 19.9792 | 0 | 0 | 0 | 0 | 0 | 0 | 0.003915 | -0.011973
1992 | 19.9896 | 0 | 0 | 0 | 0 | 0 | 0 | 0.003915 | 0.007982
1992 | 20 | 0 | 0.015964 | 0 | 0 | 0 | 0 | -0.003915 | -0.007982
1992 | 20.0104 | 0 | 0 | 0 | 0 | 0 | 0 | 0.003915 | 0.019955
1992 | 20.0208 | 0.01566 | 0.015964 | 0 | 0 | 0 | 0 | -0.003915 | -0.003991
1992 | 20.0313 | 0 | 0 | 0 | 0 | 0 | 0 | 0.003915 | 0.007982
1992 | 20.0417 | 0 | 0.015964 | 0 | 0 | 0 | 0 | 0.011745 | 0.015964
1992 | 20.0521 | 0 | 0 | 0 | 0 | 0 | 0 | -0.00783 | 0.007982
1992 | 20.0625 | 0 | 0.007982 | 0 | 0 | 0 | 0 | 0.019575 | 0.019955
1992 | 20.0729 | 0 | 0 | 0 | 0 | 0 | 0 | -0.00783 | -0.019955
1992 | 20.0833 | 0 | 0 | 0 | 0 | 0 | 0 | 0.003915 | 0.011973
1992 | 20.0938 | 0 | 0.007982 | 0 | 0 | 0 | 0 | 0 | -0.007982
1992 | 20.1042 | 0.01566 | 0 | 0 | 0 | 0 | 0 | 2.8422e-14 | 0.023946
1992 | 20.1146 | 0 | 0 | 0 | 0 | 0 | 0 | -2.8422e-14 | -0.003991
1992 | 20.125 | 0 | 0 | 0 | 0 | 0 | 0 | 0 | 0.003991
1992 | 20.1354 | 0.02349 | 0 | 0 | 0 | 0 | 0 | 0 | 0.003991
1992 | 20.1458 | 0 | 0.023946 | 0 | 0 | 0 | 0 | 0.011745 | -0.027937
1992 | 20.1563 | 0 | 0 | 0 | 0 | 0 | 0 | 0.00783 | 0.047892
1992 | 20.1667 | 0 | 0 | 0 | 0 | 0 | 0 | 0.00783 | 0.003991
1992 | 20.1771 | 0 | 0 | 0 | 0 | 0 | 0 | 0.04698 | 0.003991
1992 | 20.1875 | 0.03132 | 0 | 0 | 0 | 0 | 0 | -0.003915 | -0.003991
1992 | 20.1979 | 0 | 0.007982 | 0 | 0 | 0 | 0 | 0.01566 | 0.007982
1992 | 20.2083 | 0 | 0 | 0 | 0 | 0 | 0 | 0.003915 | 0.019955
1992 | 20.2188 | 0 | 0 | 0 | 0 | 0 | 0 | 0 | -0.003991
1992 | 20.2292 | 0.01566 | 0.007982 | 0 | 0 | 0 | 0 | 0.00783 | -0.027937
1992 | 20.2396 | 0 | 0 | 0 | 0 | 0 | 0 | 0 | 0.015964
1992 | 20.25 | 0 | 0 | 0 | 0 | 0 | 0 | 0.003915 | -0.007982
1992 | 20.2604 | 0.00783 | 0 | 0 | 0 | 0 | 0 | -0.003915 | 0
1992 | 20.2708 | 0 | 0 | 0 | 0 | 0 | 0 | 0 | 0.003991
1992 | 20.2813 | 0 | 0 | 0 | 0 | 0 | 0 | -0.00783 | 0.015964
1992 | 20.2917 | 0 | 0.047892 | 0 | 0 | 0 | 0 | 0 | 0.015964
1992 | 20.3021 | 0 | 0 | 0 | 0 | 0 | 0 | 0.003915 | 0.015964
1992 | 20.3125 | 0 | 0 | 0 | 0 | 0 | 0 | -0.003915 | 0.003991
1992 | 20.3229 | 0 | 0 | 0 | 0 | 0 | 0 | 0.011745 | 0
1992 | 20.3333 | 0 | 0 | 0 | 0 | 0 | 0 | 0 | 0.003991
1992 | 20.3438 | 0.01566 | 0 | 0 | 0 | 0 | 0 | -0.00783 | -0.003991
1992 | 20.3542 | 0 | 0 | 0 | 0 | 0 | 0 | 0.01566 | 0.007982
1992 | 20.3646 | 0 | 0 | 0 | 0 | 0 | 0 | 0 | 0.015964
1992 | 20.375 | 0 | 0 | 0 | 0 | 0 | 0 | 0.00783 | -0.023946
1992 | 20.3854 | 0 | 0 | 0 | 0 | 0 | 0 | 0.01566 | -0.011973
1992 | 20.3958 | 0 | 0.007982 | 0 | 0 | 0 | 0 | 0.003915 | 0
1992 | 20.4063 | 0 | 0 | 0 | 0 | 0 | 0 | 0.011745 | 0.023946
1992 | 20.4167 | 0 | 0 | 0 | 0 | 0 | 0 | 0.02349 | -0.003991
1992 | 20.4271 | 0 | 0 | 0 | 0 | 0 | 0 | 0.019575 | 0.031928
1992 | 20.4375 | 0 | 0 | 0 | 0 | 0 | 0 | 0.019575 | -0.007982
1992 | 20.4479 | 0 | 0 | 0 | 0 | 0 | 0 | 0.01566 | 0.03991
1992 | 20.4583 | 0 | 0 | 0 | 0 | 0 | 0 | 0.027405 | 0.015964
1992 | 20.4688 | 0 | 0 | 0 | 0 | 0 | 0 | 0.027405 | 0.019955
1992 | 20.4792 | 0 | 0 | 0 | 0 | 0 | 0 | 0.027405 | 0.011973
1992 | 20.4896 | 0 | 0 | 0 | 0 | 0 | 0 | 0.01566 | 0.019955
1992 | 20.5 | 0 | 0 | 0 | 0 | 0 | 0 | 0.02349 | 0.047892
1992 | 20.5104 | 0 | 0 | 0 | 0 | 0 | 0 | 0.019575 | -0.019955
1992 | 20.5208 | 0 | 0 | 0 | 0 | 0 | 0 | 0.03132 | 0.027937
1992 | 20.5313 | 0 | 0 | 0 | 0 | 0 | 0 | 0.019575 | 0.023946
1992 | 20.5417 | 0 | 0 | 0 | 0 | 0 | 0 | 0.035235 | 0.015964
1992 | 20.5521 | 0 | 0 | 0 | 0 | 0 | 0 | 0.00783 | 0.035919
1992 | 20.5625 | 0 | 0 | 0 | 0 | 0 | 0 | 0.043065 | 0.035919
1992 | 20.5729 | 0 | 0 | 0 | 0 | 0 | 0 | 0.05481 | 0.027937
1992 | 20.5833 | 0 | 0 | 0 | 0 | 0 | 0 | 0.03132 | 0.003991
1992 | 20.5938 | 0 | 0 | 0 | 0 | 0 | 0 | 0.050895 | 0.051883
1992 | 20.6042 | 0 | 0 | 0 | 0 | 0 | 0 | 0.04698 | 0.019955
1992 | 20.6146 | 0 | 0 | 0 | 0 | 0 | 0 | 0.03132 | 0.035919
1992 | 20.625 | 0 | 0 | 0 | 0 | 0 | 0 | 0.03915 | 0.019955
1992 | 20.6354 | 0 | 0 | 0 | 0 | 0 | 0 | 0.035235 | 0.063856
1992 | 20.6458 | 0 | 0 | 0 | 0 | 0 | 0 | 0.019575 | -0.019955
1992 | 20.6563 | 0 | 0 | 0 | 0 | 0 | 0 | 0.035235 | 0.03991
1992 | 20.6667 | 0 | 0 | 0 | 0 | 0 | 0 | 0.035235 | 0.015964
1992 | 20.6771 | 0 | 0 | 0 | 0 | 0 | 0 | 0.02349 | 0.027937
1992 | 20.6875 | 0 | 0 | 0 | 0 | 0 | 0 | 0.02349 | 0.027937
1992 | 20.6979 | 0 | 0 | 0 | 0 | 0 | 0 | 0.01566 | 0.019955
1992 | 20.7083 | 0 | 0 | 0 | 0 | 0 | 0 | 0.011745 | 0.015964
1992 | 20.7188 | 0 | 0.055874 | 0 | 0 | 0 | 0 | -0.003915 | 0.027937
1992 | 20.7292 | 0 | 0 | 0 | 0 | 0 | 0 | 0.00783 | 0
1992 | 20.7396 | 0 | 0 | 0 | 0 | 0 | 0 | 0.003915 | 0.015964
1992 | 20.75 | 0 | 0 | 0 | 0 | 0 | 0 | -0.003915 | 0.007982
1992 | 20.7604 | 0 | 0.007982 | 0 | 0 | 0 | 0 | 0.003915 | 0.003991
1992 | 20.7708 | 0 | 0 | 0 | 0 | 0 | 0 | 0 | -0.003991
1992 | 20.7813 | 0 | 0 | 0 | 0 | 0 | 0 | 0.00783 | 0.003991
1992 | 20.7917 | 0 | 0 | 0 | 0 | 0 | 0 | -0.011745 | 0.003991
1992 | 20.8021 | 0 | 0 | 0 | 0 | 0 | 0 | 0.011745 | 0.003991
1992 | 20.8125 | 0 | 0 | 0 | 0 | 0 | 0 | 0.003915 | 0.011973
1992 | 20.8229 | 0 | 0 | 0 | 0 | 0 | 0 | 0.00783 | -0.015964
1992 | 20.8333 | 0 | 0 | 0 | 0 | 0 | 0 | 0 | 0.015964
1992 | 20.8438 | 0 | 0 | 0 | 0 | 0 | 0 | 0 | 0.003991
1992 | 20.8542 | 0 | 0 | 0 | 0 | 0 | 0 | 0.00783 | 0.003991
1992 | 20.8646 | 0 | 0 | 0 | 0 | 0 | 0 | 0 | 0.011973
1992 | 20.875 | 0 | 0.015964 | 0 | 0 | 0 | 0 | 0 | -0.015964
1992 | 20.8854 | 0 | 0 | 0 | 0 | 0 | 0 | 0 | 0.023946
1992 | 20.8958 | 0.00783 | 0 | 0 | 0 | 0 | 0 | 0 | -0.011973
1992 | 20.9063 | 0 | 0 | 0 | 0 | 0 | 0 | 0.00783 | 0.019955
1992 | 20.9167 | 0 | 0 | 0 | 0 | 0 | 0 | -0.003915 | -0.003991
1992 | 20.9271 | 0 | 0 | 0 | 0 | 0 | 0 | 0 | 0
1992 | 20.9375 | 0.00783 | 0.015964 | 0 | 0 | 0 | 0 | 0.003915 | 0.011973
1992 | 20.9479 | 0 | 0 | 0 | 0 | 0 | 0 | -0.003915 | 0.019955
1992 | 20.9583 | 0 | 0 | 0 | 0 | 0 | 0 | 0.01566 | -0.007982
1992 | 20.9688 | 0 | 0.007982 | 0 | 0 | 0 | 0 | 0.003915 | 0.007982
1992 | 20.9792 | 0 | 0 | 0 | 0 | 0 | 0 | 0 | -0.007982
1992 | 20.9896 | 0 | 0 | 0 | 0 | 0 | 0 | 0.011745 | 0.015964
1992 | 21 | 0 | 0 | 0 | 0 | 0 | 0 | 0.003915 | 0.015964
1992 | 21.0104 | 0 | 0 | 0 | 0 | 0 | 0 | 0 | -0.019955
1992 | 21.0208 | 0.01566 | 0 | 0 | 0 | 0 | 0 | 0.003915 | 0.007982
1992 | 21.0313 | 0 | 0 | 0 | 0 | 0 | 0 | -0.003915 | 2.8422e-14
1992 | 21.0417 | 0 | 0 | 0 | 0 | 0 | 0 | 0 | 0.007982
1992 | 21.0521 | 0 | 0 | 0 | 0 | 0 | 0 | -0.003915 | -0.015964
1992 | 21.0625 | 0.00783 | 0 | 0 | 0 | 0 | 0 | 0.003915 | 0.007982
1992 | 21.0729 | 0 | 0 | 0 | 0 | 0 | 0 | 0.003915 | 0.003991
1992 | 21.0833 | 0 | 0 | 0 | 0 | 0 | 0 | -0.02349 | -0.007982
1992 | 21.0938 | 0 | 0.015964 | 0 | 0 | 0 | 0 | 0.003915 | 0.019955
1992 | 21.1042 | 0.00783 | 0 | 0 | 0 | 0 | 0 | 0.00783 | -0.007982
1992 | 21.1146 | 0 | 0 | 0 | 0 | 0 | 0 | 0.011745 | 0.011973
1992 | 21.125 | 0 | 0 | 0 | 0 | 0 | 0 | 0.003915 | 0.007982
1992 | 21.1354 | 0 | 0 | 0 | 0 | 0 | 0 | 0.00783 | 0.011973
1992 | 21.1458 | 0 | 0.007982 | 0 | 0 | 0 | 0 | 0.011745 | -0.003991
1992 | 21.1563 | 0.02349 | 0 | 0 | 0 | 0 | 0 | -0.003915 | 0.003991
1992 | 21.1667 | 0 | 0 | 0 | 0 | 0 | 0 | 0.019575 | 0
1992 | 21.1771 | 0 | 0 | 0 | 0 | 0 | 0 | -0.003915 | 0.011973
1992 | 21.1875 | 0 | 0 | 0 | 0 | 0 | 0 | 0.01566 | -0.015964
1992 | 21.1979 | 0 | 0 | 0 | 0 | 0 | 0 | 0.00783 | 0.015964
1992 | 21.2083 | 0 | 0 | 0 | 0 | 0 | 0 | 0 | 0.003991
1992 | 21.2188 | 0.00783 | 0 | 0 | 0 | 0 | 0 | 0.003915 | 2.8422e-14
1992 | 21.2292 | 0.00783 | 0 | 0 | 0 | 0 | 0 | -0.003915 | -0.019955
1992 | 21.2396 | 0 | 0 | 0 | 0 | 0 | 0 | 0.027405 | 0.023946
1992 | 21.25 | 0 | 0 | 0 | 0 | 0 | 0 | 0.00783 | -2.8422e-14
1992 | 21.2604 | 0 | 0.023946 | 0 | 0 | 0 | 0 | -0.00783 | 0.023946
1992 | 21.2708 | 0 | 0 | 0 | 0 | 0 | 0 | 0 | 0.003991
1992 | 21.2813 | 0 | 0 | 0 | 0 | 0 | 0 | -0.003915 | -2.8422e-14
1992 | 21.2917 | 0 | 0 | 0 | 0 | 0 | 0 | 0 | -0.011973
1992 | 21.3021 | 0.00783 | 0 | 0 | 0 | 0 | 0 | 0 | -2.8422e-14
1992 | 21.3125 | 0.01566 | 0 | 0 | 0 | 0 | 0 | 0.003915 | 0.011973
1992 | 21.3229 | 0 | 0 | 0 | 0 | 0 | 0 | 0.019575 | -0.003991
1992 | 21.3333 | 0 | 0 | 0 | 0 | 0 | 0 | 0.019575 | 0.007982
1992 | 21.3438 | 0 | 0 | 0 | 0 | 0 | 0 | 0.003915 | 0.011973
1992 | 21.3542 | 0.03132 | 0 | 0 | 0 | 0 | 0 | 0 | -0.027937
1992 | 21.3646 | 0.02349 | 0.015964 | 0 | 0 | 0 | 0 | -0.011745 | -0.015964
1992 | 21.375 | 0 | 0 | 0 | 0 | 0 | 0 | -0.01566 | 0.031928
1992 | 21.3854 | 0.05481 | 0 | 0 | 0 | 0 | 0 | 0.003915 | -0.03991
1992 | 21.3958 | 0.00783 | 0.047892 | 0 | 0 | 0 | 0 | 0 | 0.011973
1992 | 21.4063 | 0 | 0 | 0 | 0 | 0 | 0 | -0.01566 | 0.067847
1992 | 21.4167 | 0 | 0 | 0 | 0 | 0 | 0 | 0.00783 | -0.047892
1992 | 21.4271 | 0 | 0 | 0 | 0 | 0 | 0 | -0.00783 | 0.015964
1992 | 21.4375 | 0 | 0 | 0 | 0 | 0 | 0 | 0.019575 | 0.059865
1992 | 21.4479 | 0 | 0.055874 | 0 | 0 | 0 | 0 | 0.003915 | 0.019955
1992 | 21.4583 | 0 | 0 | 0 | 0 | 0 | 0 | -0.019575 | -0.015964
1992 | 21.4688 | 0 | 0 | 0 | 0 | 0 | 0 | 2.8422e-14 | -0.007982
1992 | 21.4792 | 0 | 0 | 0 | 0 | 0 | 0 | 0.097875 | 0.011973
1992 | 21.4896 | 0 | 0 | 0 | 0 | 0 | 0 | -0.00783 | 0.047892
1992 | 21.5 | 0 | 0 | 0 | 0 | 0 | 0 | 0.066555 | 0.083811
1992 | 21.5104 | 0 | 0 | 0 | 0 | 0 | 0 | 0.066555 | -0.019955
1992 | 21.5208 | 0 | 0 | 0 | 0 | 0 | 0 | 0.06264 | 0.059865
1992 | 21.5313 | 0 | 0 | 0 | 0 | 0 | 0 | 0.03132 | 0.055874
1992 | 21.5417 | 0 | 0 | 0 | 0 | 0 | 0 | 0.06264 | 0.027937
1992 | 21.5521 | 0 | 0 | 0 | 0 | 0 | 0 | 0.066555 | 0.019955
1992 | 21.5625 | 0 | 0 | 0 | 0 | 0 | 0 | 0.00783 | 0.047892
1992 | 21.5729 | 0 | 0 | 0 | 0 | 0 | 0 | 0.04698 | -0.059865
1992 | 21.5833 | 0 | 0 | 0 | 0 | 0 | 0 | 0.074385 | 0.07982
1992 | 21.5938 | 0 | 0 | 0 | 0 | 0 | 0 | -0.04698 | 0.063856
1992 | 21.6042 | 0 | 0 | 0 | 0 | 0 | 0 | 0.16835 | 0.035919
1992 | 21.6146 | 0 | 0 | 0 | 0 | 0 | 0 | 0.02349 | 0.003991
1992 | 21.625 | 0 | 0 | 0 | 0 | 0 | 0 | 0.003915 | 0.099775
1992 | 21.6354 | 0 | 0 | 0 | 0 | 0 | 0 | 0.082215 | -0.03991
1992 | 21.6458 | 0 | 0 | 0 | 0 | 0 | 0 | 0.08613 | 0.083811
1992 | 21.6563 | 0 | 0 | 0 | 0 | 0 | 0 | 0.035235 | -0.007982
1992 | 21.6667 | 0 | 0 | 0 | 0 | 0 | 0 | 2.8422e-14 | 0.051883
1992 | 21.6771 | 0 | 0 | 0 | 0 | 0 | 0 | 0.066555 | 0.027937
1992 | 21.6875 | 0 | 0 | 0 | 0 | 0 | 0 | 0.003915 | 0.035919
1992 | 21.6979 | 0 | 0 | 0 | 0 | 0 | 0 | 0.027405 | 0.019955
1992 | 21.7083 | 0 | 0 | 0 | 0 | 0 | 0 | 0.00783 | -0.031928
1992 | 21.7188 | 0 | 0 | 0 | 0 | 0 | 0 | 0.003915 | 0.03991
1992 | 21.7292 | 0 | 0 | 0 | 0 | 0 | 0 | 0.082215 | 0.031928
1992 | 21.7396 | 0 | 0 | 0 | 0 | 0 | 0 | 0.050895 | 0.023946
1992 | 21.75 | 0.01566 | 0 | 0 | 0 | 0 | 0 | 0 | 0.015964
1992 | 21.7604 | 0 | 0 | 0 | 0 | 0 | 0 | 0.02349 | -2.8422e-14
1992 | 21.7708 | 0 | 0.015964 | 0 | 0 | 0 | 0 | -0.00783 | 0.003991
1992 | 21.7813 | 0.01566 | 0 | 0 | 0 | 0 | 0 | 0 | 0.023946
1992 | 21.7917 | 0 | 0 | 0 | 0 | 0 | 0 | 0.03132 | 0.003991
1992 | 21.8021 | 0 | 0 | 0 | 0 | 0 | 0 | 0.003915 | 0.007982
1992 | 21.8125 | 0 | 0.015964 | 0 | 0 | 0 | 0 | 0 | 0.003991
1992 | 21.8229 | 0 | 0 | 0 | 0 | 0 | 0 | 0.03915 | 0.023946
1992 | 21.8333 | 0 | 0 | 0 | 0 | 0 | 0 | 0.003915 | -0.015964
1992 | 21.8438 | 0.01566 | 0 | 0 | 0 | 0 | 0 | 0.01566 | 0.015964
1992 | 21.8542 | 0 | 0 | 0 | 0 | 0 | 0 | -2.8422e-14 | 0.007982
1992 | 21.8646 | 0.00783 | 0 | 0 | 0 | 0 | 0 | -0.003915 | -0.007982
1992 | 21.875 | 0 | 0 | 0 | 0 | 0 | 0 | -0.011745 | 0.003991
1992 | 21.8854 | 0 | 0.031928 | 0 | 0 | 0 | 0 | 0.02349 | 0.011973
1992 | 21.8958 | 0 | 0 | 0 | 0 | 0 | 0 | 0.01566 | 0.019955
1992 | 21.9063 | 0 | 0 | 0 | 0 | 0 | 0 | 0 | 0.003991
1992 | 21.9167 | 0 | 0 | 0 | 0 | 0 | 0 | 0.00783 | 0
1992 | 21.9271 | 0 | 0 | 0 | 0 | 0 | 0 | -0.00783 | 0
1992 | 21.9375 | 0 | 0 | 0 | 0 | 0 | 0 | 0.019575 | 0.015964
1992 | 21.9479 | 0 | 0 | 0 | 0 | 0 | 0 | 0.003915 | 0.003991
1992 | 21.9583 | 0.00783 | 0.015964 | 0 | 0 | 0 | 0 | -0.00783 | 0.007982
1992 | 21.9688 | 0 | 0 | 0 | 0 | 0 | 0 | 0.003915 | 0.011973
1992 | 21.9792 | 0 | 0 | 0 | 0 | 0 | 0 | 0.003915 | -0.015964
1992 | 21.9896 | 0.00783 | 0 | 0 | 0 | 0 | 0 | 0.00783 | -0.007982
1992 | 22 | 0 | 0 | 0 | 0 | 0 | 0 | -0.003915 | 0.007982
1992 | 22.0104 | 0 | 0 | 0 | 0 | 0 | 0 | -0.003915 | 0
1992 | 22.0208 | 0 | 0 | 0 | 0 | 0 | 0 | 0.00783 | 0
1992 | 22.0313 | 0 | 0 | 0 | 0 | 0 | 0 | -0.019575 | 0
1992 | 22.0417 | 0 | 0.023946 | 0 | 0 | 0 | 0 | -0.003915 | 0.011973
1992 | 22.0521 | 0.00783 | 0 | 0 | 0 | 0 | 0 | 0 | 0.019955
1992 | 22.0625 | 0 | 0 | 0 | 0 | 0 | 0 | 0.011745 | -0.015964
1992 | 22.0729 | 0 | 0 | 0 | 0 | 0 | 0 | 0.02349 | 0.03991
1992 | 22.0833 | 0 | 0.023946 | 0 | 0 | 0 | 0 | 0 | -0.007982
1992 | 22.0938 | 0.03132 | 0 | 0 | 0 | 0 | 0 | -0.003915 | -0.007982
1992 | 22.1042 | 0.00783 | 0 | 0 | 0 | 0 | 0 | -0.003915 | 0.011973
1992 | 22.1146 | 0 | 0 | 0 | 0 | 0 | 0 | 0.003915 | 0
1992 | 22.125 | 0 | 0 | 0 | 0 | 0 | 0 | 0.003915 | -0.023946
1992 | 22.1354 | 0 | 0 | 0 | 0 | 0 | 0 | 0.01566 | 0.019955
1992 | 22.1458 | 0 | 0 | 0 | 0 | 0 | 0 | 0.00783 | 0.007982
1992 | 22.1563 | 0 | 0 | 0 | 0 | 0 | 0 | 0.019575 | 0.011973
1992 | 22.1667 | 0 | 0 | 0 | 0 | 0 | 0 | -0.00783 | 0.019955
1992 | 22.1771 | 0 | 0 | 0 | 0 | 0 | 0 | -0.003915 | 0.019955
1992 | 22.1875 | 0 | 0 | 0 | 0 | 0 | 0 | 0.035235 | 0.003991
1992 | 22.1979 | 0 | 0 | 0 | 0 | 0 | 0 | 0.00783 | 0
1992 | 22.2083 | 0 | 0 | 0 | 0 | 0 | 0 | 0.003915 | 0.007982
1992 | 22.2188 | 0 | 0 | 0 | 0 | 0 | 0 | 0.011745 | -0.003991
1992 | 22.2292 | 0.02349 | 0 | 0 | 0 | 0 | 0 | -0.011745 | 0.007982
1992 | 22.2396 | 0 | 0 | 0 | 0 | 0 | 0 | 0.00783 | 0.003991
1992 | 22.25 | 0 | 0 | 0 | 0 | 0 | 0 | 0.003915 | 0.023946
1992 | 22.2604 | 0 | 0 | 0 | 0 | 0 | 0 | 0.0783 | 0.003991
1992 | 22.2708 | 0 | 0 | 0 | 0 | 0 | 0 | 0.011745 | 0.007982
1992 | 22.2813 | 0.00783 | 0.015964 | 0 | 0 | 0 | 0 | 0.003915 | 0.019955
1992 | 22.2917 | 0 | 0 | 0 | 0 | 0 | 0 | 0.00783 | 0.011973
1992 | 22.3021 | 0 | 0 | 0 | 0 | 0 | 0 | 0.02349 | 0.019955
1992 | 22.3125 | 0 | 0 | 0 | 0 | 0 | 0 | 0.00783 | -0.011973
1992 | 22.3229 | 0 | 0 | 0 | 0 | 0 | 0 | 0.011745 | 0.007982
1992 | 22.3333 | 0 | 0 | 0 | 0 | 0 | 0 | -0.003915 | -0.003991
1992 | 22.3438 | 0 | 0.015964 | 0 | 0 | 0 | 0 | 0 | 0.027937
1992 | 22.3542 | 0.01566 | 0 | 0 | 0 | 0 | 0 | -0.00783 | -0.023946
1992 | 22.3646 | 0 | 0 | 0 | 0 | 0 | 0 | 0.03132 | 0.015964
1992 | 22.375 | 0 | 0 | 0 | 0 | 0 | 0 | 0.00783 | -0.003991
1992 | 22.3854 | 0.00783 | 0 | 0 | 0 | 0 | 0 | 0.01566 | 0.067847
1992 | 22.3958 | 0 | 0 | 0 | 0 | 0 | 0 | 0.02349 | 0.035919
1992 | 22.4063 | 0 | 0 | 0 | 0 | 0 | 0 | 0.011745 | -0.031928
1992 | 22.4167 | 0 | 0 | 0 | 0 | 0 | 0 | 0.03132 | 0.051883
1992 | 22.4271 | 0 | 0 | 0 | 0 | 0 | 0 | 0.03915 | -0.007982
1992 | 22.4375 | 0 | 0 | 0 | 0 | 0 | 0 | 0.035235 | 0.063856
1992 | 22.4479 | 0 | 0 | 0 | 0 | 0 | 0 | 0.043065 | 0.055874
1992 | 22.4583 | 0 | 0 | 0 | 0 | 0 | 0 | 0.05481 | -0.083811
1992 | 22.4688 | 0 | 0 | 0 | 0 | 0 | 0 | 0.04698 | 0.023946
1992 | 22.4792 | 0 | 0 | 0 | 0 | 0 | 0 | 0.043065 | 0.19955
1992 | 22.4896 | 0 | 0 | 0 | 0 | 0 | 0 | 0.06264 | 0.15964
1992 | 22.5 | 0 | 0 | 0 | 0 | 0 | 0 | 0.04698 | -0.21551
1992 | 22.5104 | 0 | 0 | 0 | 0 | 0 | 0 | 0.04698 | 0.12372
1992 | 22.5208 | 0 | 0 | 0 | 0 | 0 | 0 | 0.10962 | 0.003991
1992 | 22.5313 | 0 | 0 | 0 | 0 | 0 | 0 | 0.003915 | 0.035919
1992 | 22.5417 | 0 | 0 | 0 | 0 | 0 | 0 | 0.1057 | 0.15166
1992 | 22.5521 | 0 | 0 | 0 | 0 | 0 | 0 | 0.04698 | 0.015964
1992 | 22.5625 | 0 | 0 | 0 | 0 | 0 | 0 | 0.06264 | 0.16363
1992 | 22.5729 | 0 | 0 | 0 | 0 | 0 | 0 | 0.11353 | 0.003991
1992 | 22.5833 | 0 | 0 | 0 | 0 | 0 | 0 | -0.058725 | 0.019955
1992 | 22.5938 | 0 | 0 | 0 | 0 | 0 | 0 | 0.13702 | 0.067847
1992 | 22.6042 | 0 | 0 | 0 | 0 | 0 | 0 | 0.011745 | 0.007982
1992 | 22.6146 | 0 | 0.023946 | 0 | 0 | 0 | 0 | 0.09396 | 0.067847
1992 | 22.625 | 0 | 0 | 0 | 0 | 0 | 0 | 0.066555 | -0.055874
1992 | 22.6354 | 0 | 0 | 0 | 0 | 0 | 0 | 0.02349 | 0.091793
1992 | 22.6458 | 0 | 0 | 0 | 0 | 0 | 0 | 0.090045 | 0.10377
1992 | 22.6563 | 0 | 0 | 0 | 0 | 0 | 0 | 0.035235 | 0.035919
1992 | 22.6667 | 0 | 0 | 0 | 0 | 0 | 0 | 0.04698 | 0.067847
1992 | 22.6771 | 0 | 0 | 0 | 0 | 0 | 0 | 0.027405 | -0.059865
1992 | 22.6875 | 0 | 0 | 0 | 0 | 0 | 0 | 0.05481 | 0.035919
1992 | 22.6979 | 0 | 0.007982 | 0 | 0 | 0 | 0 | 0.05481 | 0.099775
1992 | 22.7083 | 0 | 0 | 0 | 0 | 0 | 0 | 0.035235 | 0.035919
1992 | 22.7188 | 0 | 0 | 0 | 0.07982 | 0 | 0 | 0.00783 | 0.087802
1992 | 22.7292 | 0 | 0 | 0 | 0 | 0 | 0 | 0.03132 | 0.051883
1992 | 22.7396 | 0 | 0 | 0 | 0 | 0 | 0 | 0.01566 | -0.043901
1992 | 22.75 | 0 | 0 | 0 | 0 | 0 | 0 | 0.011745 | 0.051883
1992 | 22.7604 | 0 | 0 | 0 | 0 | 0 | 0 | 0.02349 | 0.031928
1992 | 22.7708 | 0 | 0 | 0 | 0 | 0 | 0 | 0.011745 | -0.03991
1992 | 22.7813 | 0 | 0 | 0 | 0 | 0 | 0 | 0.003915 | -0.023946
1992 | 22.7917 | 0 | 0 | 0 | 0 | 0 | 0 | 0.003915 | 0.03991
1992 | 22.8021 | 0 | 0 | 0 | 0 | 0 | 0 | 0 | 0.043901
1992 | 22.8125 | 0 | 0 | 0 | 0 | 0 | 0 | 0.027405 | 0.03991
1992 | 22.8229 | 0 | 0.03991 | 0 | 0 | 0 | 0 | 0.02349 | -0.003991
1992 | 22.8333 | 0 | 0 | 0 | 0 | 0 | 0 | 0.011745 | 0.031928
1992 | 22.8438 | 0.00783 | 0.031928 | 0 | 0 | 0 | 0 | 0.00783 | 0.051883
1992 | 22.8542 | 0 | 0 | 0 | 0 | 0 | 0 | 0.011745 | -0.019955
1992 | 22.8646 | 0.02349 | 0 | 0 | 0 | 0 | 0 | -0.027405 | 0.019955
1992 | 22.875 | 0 | 0 | 0 | 0 | 0 | 0 | 0.043065 | 0.023946
1992 | 22.8854 | 0 | 0 | 0 | 0 | 0 | 0 | 0.03132 | -0.023946
1992 | 22.8958 | 0 | 0 | 0 | 0 | 0 | 0 | 0.027405 | 0.031928
1992 | 22.9063 | 0 | 0 | 0 | 0 | 0 | 0 | 0.019575 | 0.007982
1992 | 22.9167 | 0 | 0 | 0 | 0 | 0 | 0 | 0.00783 | 0.007982
1992 | 22.9271 | 0 | 0.023946 | 0 | 0 | 0 | 0 | 0.00783 | 0.043901
1992 | 22.9375 | 0.01566 | 0 | 0 | 0 | 0 | 0 | 0.00783 | -0.007982
1992 | 22.9479 | 0 | 0 | 0 | 0 | 0 | 0 | 0.019575 | 0
1992 | 22.9583 | 0.00783 | 0 | 0 | 0 | 0 | 0 | -0.00783 | 0
1992 | 22.9688 | 0.01566 | 0 | 0 | 0 | 0 | 0 | 0.011745 | 0
1992 | 22.9792 | 0 | 0 | 0 | 0 | 0 | 0 | 0.003915 | 0.019955
1992 | 22.9896 | 0 | 0 | 0 | 0 | 0 | 0 | -0.003915 | -0.007982
1992 | 23 | 0 | 0 | 0 | 0 | 0 | 0 | 0.00783 | 0.023946
1992 | 23.0104 | 0 | 0 | 0 | 0 | 0 | 0 | 0.003915 | 0.011973
1992 | 23.0208 | 0 | 0.03991 | 0 | 0 | 0 | 0 | 0 | 0.007982
1992 | 23.0313 | 0 | 0 | 0 | 0 | 0 | 0 | 0.011745 | 0.027937
1992 | 23.0417 | 0 | 0 | 0 | 0 | 0 | 0 | 0.00783 | -2.8422e-14
1992 | 23.0521 | 0 | 0 | 0 | 0 | 0 | 0 | -0.011745 | 0.027937
1992 | 23.0625 | 0 | 0 | 0 | 0 | 0 | 0 | 0.02349 | -0.019955
1992 | 23.0729 | 0 | 0 | 0 | 0 | 0 | 0 | 0.019575 | -0.003991
1992 | 23.0833 | 0 | 0 | 0 | 0 | 0 | 0 | 0 | 0.003991
1992 | 23.0938 | 0 | 0 | 0 | 0 | 0 | 0 | 0.01566 | 0.007982
1992 | 23.1042 | 0.00783 | 0.015964 | 0 | 0 | 0 | 0 | -0.00783 | 0.019955
1992 | 23.1146 | 0.00783 | 0 | 0 | 0 | 0 | 0 | 0.003915 | 0
1992 | 23.125 | 0 | 0 | 0 | 0 | 0 | 0 | 0.027405 | 0.019955
1992 | 23.1354 | 0 | 0 | 0 | 0 | 0 | 0 | -2.8422e-14 | -0.023946
1992 | 23.1458 | 0.00783 | 0 | 0 | 0 | 0 | 0 | -0.003915 | 0
1992 | 23.1563 | 0 | 0 | 0 | 0 | 0 | 0 | 0.003915 | 0.007982
1992 | 23.1667 | 0 | 0 | 0 | 0 | 0 | 0 | 0.00783 | -0.015964
1992 | 23.1771 | 0 | 0 | 0 | 0 | 0 | 0 | -0.019575 | 0.023946
1992 | 23.1875 | 0 | 0 | 0 | 0 | 0 | 0 | 0.003915 | 0.015964
1992 | 23.1979 | 0 | 0 | 0 | 0 | 0 | 0 | -0.003915 | -0.015964
1992 | 23.2083 | 0 | 0.015964 | 0 | 0 | 0 | 0 | 0 | 0.011973
1992 | 23.2188 | 0 | 0 | 0 | 0 | 0 | 0 | -0.003915 | 0.007982
1992 | 23.2292 | 0 | 0 | 0 | 0 | 0 | 0 | 0 | 0.011973
1992 | 23.2396 | 0 | 0 | 0 | 0 | 0 | 0 | 0.003915 | -0.003991
1992 | 23.25 | 0 | 0 | 0 | 0 | 0 | 0 | 0.01566 | 0.003991
1992 | 23.2604 | 0 | 0 | 0 | 0 | 0 | 0 | -0.00783 | 0
1992 | 23.2708 | 0 | 0 | 0 | 0 | 0 | 0 | 0 | 0.019955
1992 | 23.2813 | 0 | 0 | 0 | 0 | 0 | 0 | 0.003915 | 0.015964
1992 | 23.2917 | 0 | 0 | 0 | 0 | 0 | 0 | 0 | -0.043901
1992 | 23.3021 | 0 | 0 | 0 | 0 | 0 | 0 | 0.003915 | 0.047892
1992 | 23.3125 | 0 | 0 | 0 | 0 | 0 | 0 | -0.00783 | -0.027937
1992 | 23.3229 | 0 | 0 | 0 | 0 | 0 | 0 | 0.003915 | 0.007982
1992 | 23.3333 | 0 | 0 | 0 | 0 | 0 | 0 | 0 | -0.003991
1992 | 23.3438 | 0 | 0 | 0 | 0 | 0 | 0 | 0 | 0.011973
1992 | 23.3542 | 0 | 0 | 0 | 0 | 0 | 0 | 0.003915 | -0.003991
1992 | 23.3646 | 0 | 0 | 0 | 0 | 0 | 0 | 0.003915 | 0.027937
1992 | 23.375 | 0 | 0 | 0 | 0 | 0 | 0 | -0.003915 | -0.027937
1992 | 23.3854 | 0 | 0 | 0 | 0 | 0 | 0 | 0 | 0.031928
1992 | 23.3958 | 0 | 0 | 0 | 0 | 0 | 0 | 0.02349 | 0.023946
1992 | 23.4063 | 0 | 0.047892 | 0 | 0 | 0 | 0 | 0.003915 | 0.003991
1992 | 23.4167 | 0 | 0 | 0 | 0 | 0 | 0 | 0.00783 | 0.019955
1992 | 23.4271 | 0 | 0 | 0 | 0 | 0 | 0 | 0.011745 | 0.019955
1992 | 23.4375 | 0 | 0 | 0 | 0 | 0 | 0 | 0.01566 | 0.007982
1992 | 23.4479 | 0 | 0 | 0 | 0 | 0 | 0 | 0.019575 | 0.019955
1992 | 23.4583 | 0 | 0 | 0 | 0 | 0 | 0 | 0.02349 | 0.015964
1992 | 23.4688 | 0 | 0 | 0 | 0 | 0 | 0 | 0.035235 | 0.047892
1992 | 23.4792 | 0 | 0 | 0 | 0 | 0 | 0 | 0.02349 | 0.015964
1992 | 23.4896 | 0 | 0 | 0 | 0 | 0 | 0 | 0.027405 | -0.003991
1992 | 23.5 | 0 | 0 | 0 | 0 | 0 | 0 | 0.027405 | 0.035919
1992 | 23.5104 | 0 | 0 | 0 | 0 | 0 | 0 | 0.019575 | 0.03991
1992 | 23.5208 | 0 | 0 | 0 | 0 | 0 | 0 | 0.066555 | 0.031928
1992 | 23.5313 | 0 | 0 | 0 | 0 | 0 | 0 | 0.03915 | 0.035919
1992 | 23.5417 | 0 | 0 | 0 | 0 | 0 | 0 | 0.04698 | 0.10776
1992 | 23.5521 | 0 | 0 | 0 | 0 | 0 | 0 | 0.07047 | 0.003991
1992 | 23.5625 | 0 | 0 | 0 | 0 | 0 | 0 | 0.043065 | 0.095784
1992 | 23.5729 | 0 | 0 | 0 | 0 | 0 | 0 | 0.043065 | 0.011973
1992 | 23.5833 | 0 | 0 | 0 | 0 | 0 | 0 | 0.0783 | 0.071838
1992 | 23.5938 | 0 | 0 | 0 | 0 | 0 | 0 | 0.066555 | 0.031928
1992 | 23.6042 | 0 | 0 | 0 | 0 | 0 | 0 | 0.066555 | 0.055874
1992 | 23.6146 | 0 | 0 | 0 | 0 | 0 | 0 | 0.03915 | 0.03991
1992 | 23.625 | 0 | 0 | 0 | 0 | 0 | 0 | 0.03915 | 0.051883
1992 | 23.6354 | 0 | 0 | 0 | 0 | 0 | 0 | 0.06264 | 0.047892
1992 | 23.6458 | 0 | 0 | 0 | 0 | 0 | 0 | 0.043065 | 0.047892
1992 | 23.6563 | 0 | 0 | 0 | 0 | 0 | 0 | 0.050895 | 0.037914
1992 | 23.6667 | 0 | 0 | 0 | 0 | 0 | 0 | 0.019575 | 0.040708
1992 | 23.6771 | 0 | 0 | 0 | 0 | 0 | 0 | 0.03915 | 0.040708
1992 | 23.6875 | 0 | 0 | 0 | 0 | 0 | 0 | 0.03132 | 0.10017
1992 | 23.6979 | 0 | 0 | 0 | 0 | 0 | 0 | 0.02349 | 0.023946
1992 | 23.7083 | 0 | 0 | 0 | 0 | 0 | 0 | 0.03915 | 0.063856
1992 | 23.7188 | 0 | 0 | 0 | 0 | 0 | 0 | 0.02349 | 0.003991
1992 | 23.7292 | 0 | 0 | 0 | 0 | 0 | 0 | 0.019575 | 0.019955
1992 | 23.7396 | 0 | 0 | 0 | 0 | 0 | 0 | 0.00783 | -0.019955
1992 | 23.75 | 0 | 0 | 0 | 0 | 0 | 0 | 0.00783 | 0.03991
1992 | 23.7604 | 0 | 0 | 0 | 0 | 0 | 0 | 0 | 0.003991
1992 | 23.7708 | 0 | 0.015964 | 0 | 0 | 0 | 0 | 0.003915 | 0.023946
1992 | 23.7813 | 0 | 0 | 0 | 0 | 0 | 0 | -0.003915 | 0.011973
1992 | 23.7917 | 0 | 0 | 0 | 0 | 0 | 0 | 0.00783 | 0.003991
1992 | 23.8021 | 0.00783 | 0 | 0 | 0 | 0 | 0 | 0.003915 | -0.007982
1992 | 23.8125 | 0 | 0 | 0 | 0 | 0 | 0 | 0.003915 | 0.011973
1992 | 23.8229 | 0 | 0 | 0 | 0 | 0 | 0 | -0.003915 | -0.003991
1992 | 23.8333 | 0 | 0 | 0 | 0 | 0 | 0 | 0.003915 | 0.011973
1992 | 23.8438 | 0 | 0.023946 | 0 | 0 | 0 | 0 | 0.003915 | 0.035919
1992 | 23.8542 | 0 | 0 | 0 | 0 | 0 | 0 | 0.00783 | -0.003991
1992 | 23.8646 | 0 | 0.007982 | 0 | 0 | 0 | 0 | 0 | 0.011973
1992 | 23.875 | 0.02349 | 0 | 0 | 0 | 0 | 0 | 0.011745 | -2.8422e-14
1992 | 23.8854 | 0 | 0 | 0 | 0 | 0 | 0 | -0.00783 | 0.023946
1992 | 23.8958 | 0 | 0.007982 | 0 | 0 | 0 | 0 | 0.019575 | 0.019955
1992 | 23.9063 | 0.00783 | 0 | 0 | 0 | 0 | 0 | 0 | -0.011973
1992 | 23.9167 | 0 | 0.015964 | 0 | 0 | 0 | 0 | 0 | 0.015964
1992 | 23.9271 | 0 | 0 | 0 | 0 | 0 | 0 | 2.8422e-14 | 0.015964
1992 | 23.9375 | 0 | 0 | 0 | 0 | 0 | 0 | 0.00783 | 0.007982
1992 | 23.9479 | 0.00783 | 0 | 0 | 0 | 0 | 0 | -0.00783 | 0.011973
1992 | 23.9583 | 0.03132 | 0.047892 | 0 | 0 | 0 | 0 | 0 | 0
1992 | 23.9688 | 0.00783 | 0 | 0 | 0 | 0 | 0 | -0.003915 | 0.031928
1992 | 23.9792 | 0.01566 | 0 | 0 | 0 | 0 | 0 | -0.00783 | 0.011973
1992 | 23.9896 | 0 | 0.03991 | 0 | 0 | 0 | 0 | 0.035235 | 0.015964
1992 | 24 | 0 | 0 | 0 | 0 | 0 | 0 | 0.027405 | 0.035919
1992 | 24.0104 | 0 | 0 | 0 | 0 | 0 | 0 | 0.02349 | 0.007982
1992 | 24.0208 | 0 | 0 | 0 | 0 | 0 | 0 | 0.019575 | 0.031928
1992 | 24.0313 | 0 | 0 | 0 | 0 | 0 | 0 | 0.011745 | -0.003991
1992 | 24.0417 | 0 | 0.023946 | 0 | 0 | 0 | 0 | -0.003915 | 0.003991
1992 | 24.0521 | 0.01566 | 0 | 0 | 0 | 0 | 0 | 0.01566 | 0.023946
1992 | 24.0625 | 0 | 0 | 0 | 0 | 0 | 0 | 0.00783 | 0.011973
1992 | 24.0729 | 0 | 0 | 0 | 0 | 0 | 0 | 0.011745 | 0.027937
1992 | 24.0833 | 0 | 0 | 0 | 0 | 0 | 0 | 0.003915 | 0.019955
1992 | 24.0938 | 0.01566 | 0 | 0 | 0 | 0 | 0 | 0.00783 | 0
1992 | 24.1042 | 0.01566 | 0.031928 | 0 | 0 | 0 | 0 | 0.02349 | 0.027937
1992 | 24.1146 | 0 | 0 | 0 | 0 | 0 | 0 | 2.8422e-14 | 0.007982
1992 | 24.125 | 0 | 0 | 0 | 0 | 0 | 0 | 0.00783 | -0.007982
1992 | 24.1354 | 0 | 0 | 0 | 0 | 0 | 0 | 0.01566 | -0.003991
1992 | 24.1458 | 0.02349 | 0.015964 | 0 | 0 | 0 | 0 | -0.00783 | -0.003991
1992 | 24.1563 | 0 | 0 | 0 | 0 | 0 | 0 | 0 | 0.011973
1992 | 24.1667 | 0 | 0 | 0 | 0 | 0 | 0 | 0.00783 | -0.007982
1992 | 24.1771 | 0 | 0 | 0 | 0 | 0 | 0 | 0.00783 | 0
1992 | 24.1875 | 0 | 0 | 0 | 0 | 0 | 0 | -0.00783 | 0.027937
1992 | 24.1979 | 0.01566 | 0 | 0 | 0 | 0 | 0 | 0 | -0.055874
1992 | 24.2083 | 0.00783 | 0 | 0 | 0 | 0 | 0 | 0.019575 | 0.003991
1992 | 24.2188 | 0 | 0 | 0 | 0 | 0 | 0 | 0.00783 | 0.023946
1992 | 24.2292 | 0 | 0 | 0 | 0 | 0 | 0 | 0.01566 | 0.011973
1992 | 24.2396 | 0 | 0 | 0 | 0 | 0 | 0 | 0 | -0.011973
1992 | 24.25 | 0 | 0.007982 | 0 | 0 | 0 | 0 | 0.003915 | 0.003991
1992 | 24.2604 | 0 | 0 | 0 | 0 | 0 | 0 | 0 | 2.8422e-14
1992 | 24.2708 | 0.00783 | 0 | 0 | 0 | 0 | 0 | 0.00783 | 0.011973
1992 | 24.2813 | 0 | 0 | 0 | 0 | 0 | 0 | 0.00783 | 0.011973
1992 | 24.2917 | 0.02349 | 0 | 0 | 0 | 0 | 0 | 0 | -0.019955
1992 | 24.3021 | 0 | 0 | 0 | 0 | 0 | 0 | 0.00783 | 0
1992 | 24.3125 | 0 | 0 | 0 | 0 | 0 | 0 | 0.00783 | 0.023946
1992 | 24.3229 | 0.02349 | 0.015964 | 0 | 0 | 0 | 0 | -0.003915 | 0.011973
1992 | 24.3333 | 0 | 0 | 0 | 0 | 0 | 0 | 0.01566 | 0.023946
1992 | 24.3438 | 0 | 0 | 0 | 0 | 0 | 0 | 0.003915 | -0.003991
1992 | 24.3542 | 0 | 0 | 0 | 0 | 0 | 0 | 0.01566 | 0.015964
1992 | 24.3646 | 0 | 0 | 0 | 0 | 0 | 0 | -0.003915 | 0.023946
1992 | 24.375 | 0 | 0 | 0 | 0 | 0 | 0 | 0.00783 | -0.011973
1992 | 24.3854 | 0 | 0 | 0 | 0 | 0 | 0 | 0.003915 | 0.011973
1992 | 24.3958 | 0 | 0 | 0 | 0 | 0 | 0 | -0.00783 | 0.023946
1992 | 24.4063 | 0 | 0 | 0 | 0 | 0 | 0 | 0.00783 | 0.031928
1992 | 24.4167 | 0 | 0.031928 | 0 | 0 | 0 | 0 | 0.019575 | 0.003991
1992 | 24.4271 | 0 | 0 | 0 | 0 | 0 | 0 | 0.050895 | 0.063856
1992 | 24.4375 | 0 | 0 | 0 | 0 | 0 | 0 | 0.03132 | 0.031928
1992 | 24.4479 | 0 | 0 | 0 | 0 | 0 | 0 | 0.019575 | -0.007982
1992 | 24.4583 | 0 | 0 | 0 | 0 | 0 | 0 | 0.03132 | 0.059865
1992 | 24.4688 | 0 | 0 | 0 | 0 | 0 | 0 | 0.035235 | 0.035919
1992 | 24.4792 | 0 | 0 | 0 | 0 | 0 | 0 | 0.035235 | 0.031928
1992 | 24.4896 | 0 | 0 | 0 | 0 | 0 | 0 | 0.03915 | 0.027937
1992 | 24.5 | 0 | 0 | 0 | 0 | 0 | 0 | 0.05481 | 0.063856
1992 | 24.5104 | 0 | 0 | 0 | 0 | 0 | 0 | 0.058725 | 0.063856
1992 | 24.5208 | 0 | 0 | 0 | 0 | 0 | 0 | 0.019575 | 0.019955
1992 | 24.5313 | 0 | 0 | 0 | 0 | 0 | 0 | 0.0783 | 0.071838
1992 | 24.5417 | 0 | 0 | 0 | 0 | 0 | 0 | 0.050895 | 0.059865
1992 | 24.5521 | 0 | 0 | 0 | 0 | 0 | 0 | 0.03915 | 0.035919
1992 | 24.5625 | 0 | 0 | 0 | 0 | 0 | 0 | -0.011745 | 0.035919
1992 | 24.5729 | 0 | 0 | 0 | 0 | 0 | 0 | 0.10962 | 0.027937
1992 | 24.5833 | 0 | 0 | 0 | 0 | 0 | 0 | 0.08613 | 0.14368
1992 | 24.5938 | 0 | 0 | 0 | 0 | 0 | 0 | 0.06264 | 0.019955
1992 | 24.6042 | 0 | 0 | 0 | 0 | 0 | 0 | 0.03132 | 0.031928
1992 | 24.6146 | 0 | 0 | 0 | 0 | 0 | 0 | 0.03132 | 0.047892
1992 | 24.625 | 0 | 0 | 0 | 0 | 0 | 0 | 0.00783 | 0.011973
1992 | 24.6354 | 0 | 0 | 0 | 0 | 0 | 0 | 0.050895 | 0.063856
1992 | 24.6458 | 0 | 0 | 0 | 0 | 0 | 0 | 0.01566 | 0.03991
1992 | 24.6563 | 0 | 0 | 0 | 0 | 0 | 0 | 0.074385 | -0.015964
1992 | 24.6667 | 0 | 0 | 0 | 0 | 0 | 0 | 0.074385 | 0.083811
1992 | 24.6771 | 0 | 0 | 0 | 0 | 0 | 0 | 0.04698 | 0.075829
1992 | 24.6875 | 0 | 0 | 0 | 0 | 0 | 0 | 0.050895 | 0.035919
1992 | 24.6979 | 0 | 0 | 0 | 0 | 0 | 0 | 0.09396 | 0.027937
1992 | 24.7083 | 0 | 0 | 0 | 0 | 0 | 0 | 0.027405 | 0.11973
1992 | 24.7188 | 0 | 0 | 0 | 0 | 0 | 0 | 0.06264 | -0.023946
1992 | 24.7292 | 0 | 0 | 0 | 0 | 0 | 0 | 0.019575 | 0.07982
1992 | 24.7396 | 0 | 0 | 0 | 0 | 0 | 0 | 0.066555 | 0.055874
1992 | 24.75 | 0 | 0 | 0 | 0 | 0 | 0 | 0.058725 | 0.035919
1992 | 24.7604 | 0 | 0 | 0 | 0 | 0 | 0 | 0.011745 | 0.027937
1992 | 24.7708 | 0 | 0 | 0 | 0 | 0 | 0 | 0.01566 | -0.003991
1992 | 24.7813 | 0 | 0 | 0 | 0 | 0 | 0 | 0.011745 | 0.007982
1992 | 24.7917 | 0 | 0 | 0 | 0 | 0 | 0 | 0.011745 | -0.015964
1992 | 24.8021 | 0 | 0 | 0 | 0 | 0 | 0 | 0.00783 | 0.047892
1992 | 24.8125 | 0 | 0.015964 | 0 | 0 | 0 | 0 | -0.003915 | -0.007982
1992 | 24.8229 | 0 | 0 | 0 | 0 | 0 | 0 | 0.011745 | 0.031928
1992 | 24.8333 | 0 | 0.023946 | 0 | 0 | 0 | 0 | 2.8422e-14 | 0.003991
1992 | 24.8438 | 0 | 0 | 0 | 0 | 0 | 0 | -0.003915 | 0.007982
1992 | 24.8542 | 0 | 0 | 0 | 0 | 0 | 0 | 0.011745 | 0.031928
1992 | 24.8646 | 0 | 0 | 0 | 0 | 0 | 0 | 0 | -0.007982
1992 | 24.875 | 0 | 0 | 0 | 0 | 0 | 0 | 0.00783 | 0.007982
1992 | 24.8854 | 0 | 0 | 0 | 0 | 0 | 0 | 0.003915 | -0.003991
1992 | 24.8958 | 0 | 0 | 0 | 0 | 0 | 0 | -0.00783 | 0.003991
1992 | 24.9063 | 0 | 0 | 0 | 0 | 0 | 0 | 0.00783 | 0.015964
1992 | 24.9167 | 0 | 0 | 0 | 0 | 0 | 0 | -0.003915 | -0.007982
1992 | 24.9271 | 0.01566 | 0 | 0 | 0 | 0 | 0 | 0.01566 | 0.027937
1992 | 24.9375 | 0 | 0 | 0 | 0 | 0 | 0 | -0.003915 | -0.011973
1992 | 24.9479 | 0 | 0 | 0 | 0 | 0 | 0 | 0.00783 | -0.003991
1992 | 24.9583 | 0 | 0 | 0 | 0 | 0 | 0 | 0.00783 | 0.011973
1992 | 24.9688 | 0 | 0 | 0 | 0 | 0 | 0 | -0.00783 | 0.011973
1992 | 24.9792 | 0 | 0 | 0 | 0 | 0 | 0 | 0 | -0.019955
1992 | 24.9896 | 0 | 0 | 0 | 0 | 0 | 0 | 0.01566 | 0.023946
1992 | 25 | 0 | 0.015964 | 0 | 0 | 0 | 0 | 0.003915 | 0.003991
1992 | 25.0104 | 0.01566 | 0 | 0 | 0 | 0 | 0 | 0.011745 | 0.007982
1992 | 25.0208 | 0 | 0.007982 | 0 | 0 | 0 | 0 | -0.00783 | 0.027937
1992 | 25.0313 | 0 | 0 | 0 | 0 | 0 | 0 | 0.011745 | -0.007982
1992 | 25.0417 | 0.00783 | 0 | 0 | 0 | 0 | 0 | 0 | 0.027937
1992 | 25.0521 | 0 | 0 | 0 | 0 | 0 | 0 | -0.011745 | 0.015964
1992 | 25.0625 | 0 | 0.031928 | 0 | 0 | 0 | 0 | 0.00783 | 0.023946
1992 | 25.0729 | 0 | 0 | 0 | 0 | 0 | 0 | 0.01566 | 0.007982
1992 | 25.0833 | 0.00783 | 0 | 0 | 0 | 0 | 0 | 0.003915 | -0.007982
1992 | 25.0938 | 0.01566 | 0 | 0 | 0 | 0 | 0 | 0 | 0.007982
1992 | 25.1042 | 0.02349 | 0 | 0 | 0 | 0 | 0 | 0.003915 | 0.003991
1992 | 25.1146 | 0 | 0 | 0 | 0 | 0 | 0 | 0.035235 | 0.011973
1992 | 25.125 | 0 | 0.007982 | 0 | 0 | 0 | 0 | 0.00783 | -0.003991
1992 | 25.1354 | 0 | 0 | 0 | 0 | 0 | 0 | 0 | 0.015964
1992 | 25.1458 | 0 | 0 | 0 | 0 | 0 | 0 | 0.01566 | 0.007982
1992 | 25.1563 | 0 | 0 | 0 | 0 | 0 | 0 | 0 | 0.015964
1992 | 25.1667 | 0 | 0 | 0 | 0 | 0 | 0 | 0.003915 | -0.003991
1992 | 25.1771 | 0 | 0 | 0 | 0 | 0 | 0 | 0.00783 | 0.003991
1992 | 25.1875 | 0 | 0 | 0 | 0 | 0 | 0 | 0.00783 | 0.007982
1992 | 25.1979 | 0.00783 | 0 | 0 | 0 | 0 | 0 | 0 | 0.031928
1992 | 25.2083 | 0 | 0.015964 | 0 | 0 | 0 | 0 | 0.003915 | -0.015964
1992 | 25.2188 | 0 | 0 | 0 | 0 | 0 | 0 | 0.003915 | 0.019955
1992 | 25.2292 | 0 | 0 | 0 | 0 | 0 | 0 | 0.003915 | -0.003991
1992 | 25.2396 | 0 | 0 | 0 | 0 | 0 | 0 | 0 | 0.011973
1992 | 25.25 | 0 | 0 | 0 | 0 | 0 | 0 | 0.003915 | 0.019955
1992 | 25.2604 | 0 | 0 | 0 | 0 | 0 | 0 | 0.011745 | -0.027937
1992 | 25.2708 | 0 | 0 | 0 | 0 | 0 | 0 | 0.011745 | 0.043901
1992 | 25.2813 | 0.00783 | 0 | 0 | 0 | 0 | 0 | 2.8422e-14 | 0.011973
1992 | 25.2917 | 0 | 0.023946 | 0 | 0 | 0 | 0 | 0.011745 | 0.011973
1992 | 25.3021 | 0 | 0 | 0 | 0 | 0 | 0 | 0 | -0.007982
1992 | 25.3125 | 0 | 0 | 0 | 0 | 0 | 0 | 0.00783 | 0.011973
1992 | 25.3229 | 0 | 0 | 0 | 0 | 0 | 0 | -0.003915 | 0.007982
1992 | 25.3333 | 0 | 0 | 0 | 0 | 0 | 0 | 0.003915 | 0.031928
1992 | 25.3438 | 0 | 0.047892 | 0 | 0 | 0 | 0 | -0.003915 | -2.8422e-14
1992 | 25.3542 | 0 | 0 | 0 | 0 | 0 | 0 | 0.003915 | 0.011973
1992 | 25.3646 | 0 | 0 | 0 | 0 | 0 | 0 | 0.00783 | 0.007982
1992 | 25.375 | 0 | 0.015964 | 0 | 0 | 0 | 0 | 0.003915 | 0.027937
1992 | 25.3854 | 0 | 0 | 0 | 0 | 0 | 0 | 0.019575 | 0.023946
1992 | 25.3958 | 0 | 0 | 0 | 0 | 0 | 0 | 0.00783 | -0.007982
1992 | 25.4063 | 0 | 0 | 0 | 0 | 0 | 0 | 0.03132 | 0.035919
1992 | 25.4167 | 0 | 0 | 0 | 0 | 0 | 0 | 0.02349 | 0.035919
1992 | 25.4271 | 0 | 0 | 0 | 0 | 0 | 0 | 0.035235 | 0.027937
1992 | 25.4375 | 0 | 0 | 0 | 0 | 0 | 0 | 0.027405 | 0.015964
1992 | 25.4479 | 0 | 0 | 0 | 0 | 0 | 0 | 0.03915 | 0.07982
1992 | 25.4583 | 0 | 0 | 0 | 0 | 0 | 0 | 0.043065 | 0.047892
1992 | 25.4688 | 0 | 0 | 0 | 0 | 0 | 0 | 0.035235 | -0.007982
1992 | 25.4792 | 0 | 0 | 0 | 0 | 0 | 0 | 0.058725 | 0.075829
1992 | 25.4896 | 0 | 0 | 0 | 0 | 0 | 0 | 0.05481 | 0.011973
1992 | 25.5 | 0 | 0 | 0 | 0 | 0 | 0 | 0.05481 | 0.047892
1992 | 25.5104 | 0 | 0 | 0 | 0 | 0 | 0 | 0.050895 | 0.10776
1992 | 25.5208 | 0 | 0 | 0 | 0 | 0 | 0 | 0.074385 | 0.055874
1992 | 25.5313 | 0 | 0 | 0 | 0 | 0 | 0 | 0.06264 | 0.031928
1992 | 25.5417 | 0 | 0 | 0 | 0 | 0 | 0 | 0.050895 | 0.11175
1992 | 25.5521 | 0 | 0 | 0 | 0 | 0 | 0 | 0.066555 | 0.03991
1992 | 25.5625 | 0 | 0 | 0 | 0 | 0 | 0 | 0.04698 | 0
1992 | 25.5729 | 0 | 0 | 0 | 0 | 0 | 0 | 0.074385 | 0.087802
1992 | 25.5833 | 0 | 0 | 0 | 0 | 0 | 0 | 0.05481 | 0.095784
1992 | 25.5938 | 0 | 0 | 0 | 0 | 0 | 0 | 0.050895 | -0.003991
1992 | 25.6042 | 0 | 0 | 0 | 0 | 0 | 0 | 0.066555 | 0.07982
1992 | 25.6146 | 0 | 0 | 0 | 0 | 0 | 0 | 0.05481 | 0.043901
1992 | 25.625 | 0 | 0 | 0 | 0 | 0 | 0 | 0.05481 | 0.055874
1992 | 25.6354 | 0 | 0 | 0 | 0 | 0 | 0 | 0.050895 | 0.067847
1992 | 25.6458 | 0 | 0 | 0 | 0 | 0 | 0 | 0.050895 | 0.019955
1992 | 25.6563 | 0 | 0 | 0 | 0 | 0 | 0 | 0.050895 | 0.043901
1992 | 25.6667 | 0 | 0 | 0 | 0 | 0 | 0 | 0.043065 | 0.055874
1992 | 25.6771 | 0 | 0 | 0 | 0 | 0 | 0 | 0.06264 | 0.075829
1992 | 25.6875 | 0 | 0 | 0 | 0 | 0 | 0 | 0.02349 | 0.015964
1992 | 25.6979 | 0 | 0 | 0 | 0 | 0 | 0 | 0.05481 | 0.055874
1992 | 25.7083 | 0 | 0 | 0 | 0 | 0 | 0 | 0.019575 | 2.8422e-14
1992 | 25.7188 | 0 | 0 | 0 | 0 | 0 | 0 | 0.003915 | 0.015964
1992 | 25.7292 | 0 | 0 | 0 | 0 | 0 | 0 | 0.027405 | 0.023946
1992 | 25.7396 | 0 | 0 | 0 | 0 | 0 | 0 | 0.027405 | -0.003991
1992 | 25.75 | 0 | 0 | 0 | 0 | 0 | 0 | 0.01566 | 0.03991
1992 | 25.7604 | 0 | 0 | 0 | 0 | 0 | 0 | 0.00783 | 0
1992 | 25.7708 | 0 | 0 | 0 | 0 | 0 | 0 | 0.003915 | 0.003991
1992 | 25.7813 | 0 | 0 | 0 | 0 | 0 | 0 | 0.003915 | -2.8422e-14
1992 | 25.7917 | 0 | 0 | 0 | 0 | 0 | 0 | -0.003915 | 0.007982
1992 | 25.8021 | 0 | 0 | 0 | 0 | 0 | 0 | 0 | -0.007982
1992 | 25.8125 | 0 | 0 | 0 | 0 | 0 | 0 | 0.003915 | 0.023946
1992 | 25.8229 | 0.00783 | 0.007982 | 0 | 0 | 0 | 0 | 0.011745 | -0.011973
1992 | 25.8333 | 0 | 0 | 0 | 0 | 0 | 0 | 0 | 0.043901
1992 | 25.8438 | 0 | 0 | 0 | 0 | 0 | 0 | -0.003915 | 0.011973
1992 | 25.8542 | 0 | 0 | 0 | 0 | 0 | 0 | 2.8422e-14 | -0.035919
1992 | 25.8646 | 0 | 0 | 0 | 0 | 0 | 0 | 0.003915 | 0.019955
1992 | 25.875 | 0 | 0.03991 | 0 | 0 | 0 | 0 | 0 | 0.015964
1992 | 25.8854 | 0 | 0 | 0 | 0 | 0 | 0 | 0.003915 | 0.031928
1992 | 25.8958 | 0 | 0 | 0 | 0 | 0 | 0 | 0.003915 | 0.011973
1992 | 25.9063 | 0 | 0 | 0 | 0 | 0 | 0 | 0.01566 | -0.007982
1992 | 25.9167 | 0 | 0 | 0 | 0 | 0 | 0 | 0 | -0.003991
1992 | 25.9271 | 0 | 0 | 0 | 0 | 0 | 0 | 0.011745 | 0.047892
1992 | 25.9375 | 0 | 0.03991 | 0 | 0 | 0 | 0 | 0 | 0.007982
1992 | 25.9479 | 0 | 0 | 0 | 0 | 0 | 0 | 0.00783 | 0.027937
1992 | 25.9583 | 0 | 0 | 0 | 0 | 0 | 0 | 0.003915 | -0.007982
1992 | 25.9688 | 0 | 0 | 0 | 0 | 0 | 0 | 0.003915 | -2.8422e-14
1992 | 25.9792 | 0 | 0 | 0 | 0 | 0 | 0 | 0.00783 | 0.043901
1992 | 25.9896 | 0 | 0.031928 | 0 | 0 | 0 | 0 | -0.011745 | 0.011973
1992 | 26 | 0 | 0 | 0 | 0 | 0 | 0 | 0.00783 | 0.011973
1992 | 26.0104 | 0.01566 | 0 | 0 | 0 | 0 | 0 | 0.003915 | -0.007982
1992 | 26.0208 | 0 | 0 | 0 | 0 | 0 | 0 | 0.003915 | -0.003991
1992 | 26.0313 | 0 | 0 | 0 | 0 | 0 | 0 | 0 | 0.011973
1992 | 26.0417 | 0 | 0 | 0 | 0 | 0 | 0 | 0 | 0.007982
1992 | 26.0521 | 0 | 0 | 0 | 0 | 0 | 0 | 0.003915 | 0
1992 | 26.0625 | 0 | 0 | 0 | 0 | 0 | 0 | 0.02349 | 0.003991
1992 | 26.0729 | 0 | 0 | 0 | 0 | 0 | 0 | 0 | 0.035919
1992 | 26.0833 | 0.00783 | 0 | 0 | 0 | 0 | 0 | 0 | 0.003991
1992 | 26.0938 | 0 | 0 | 0 | 0 | 0 | 0 | 0.003915 | -2.8422e-14
1992 | 26.1042 | 0 | 0 | 0 | 0 | 0 | 0 | 0 | -0.015964
1992 | 26.1146 | 0 | 0 | 0 | 0 | 0 | 0 | 0.003915 | 0.015964
1992 | 26.125 | 0.00783 | 0 | 0 | 0 | 0 | 0 | -0.003915 | -0.003991
1992 | 26.1354 | 0 | 0 | 0 | 0 | 0 | 0 | 0.00783 | 0.027937
1992 | 26.1458 | 0 | 0 | 0 | 0 | 0 | 0 | -2.8422e-14 | -0.035919
1992 | 26.1563 | 0 | 0 | 0 | 0 | 0 | 0 | -0.003915 | 0.019955
1992 | 26.1667 | 0.02349 | 0 | 0 | 0 | 0 | 0 | 0.00783 | -0.003991
1992 | 26.1771 | 0 | 0 | 0 | 0 | 0 | 0 | 0.011745 | -0.011973
1992 | 26.1875 | 0 | 0 | 0 | 0 | 0 | 0 | 0.003915 | 0.031928
1992 | 26.1979 | 0 | 0.007982 | 0 | 0 | 0 | 0 | 0.003915 | 0.011973
1992 | 26.2083 | 0 | 0 | 0 | 0 | 0 | 0 | 0.019575 | 0.011973
1992 | 26.2188 | 0 | 0 | 0 | 0 | 0 | 0 | 0 | 0
1992 | 26.2292 | 0 | 0 | 0 | 0 | 0 | 0 | 0.003915 | 0.007982
1992 | 26.2396 | 0 | 0 | 0 | 0 | 0 | 0 | -0.003915 | 0.023946
1992 | 26.25 | 0.03132 | 0.047892 | 0 | 0 | 0 | 0 | 0 | 0.023946
1992 | 26.2604 | 0.02349 | 0 | 0 | 0 | 0 | 0 | 0 | -0.019955
1992 | 26.2708 | 0 | 0 | 0 | 0 | 0 | 0 | 0.019575 | 0.015964
1992 | 26.2813 | 0 | 0 | 0 | 0 | 0 | 0 | 0.01566 | 0.023946
1992 | 26.2917 | 0 | 0 | 0 | 0 | 0 | 0 | -0.02349 | -0.003991
1992 | 26.3021 | 0 | 0 | 0 | 0 | 0 | 0 | 0.00783 | 0.011973
1992 | 26.3125 | 0 | 0 | 0 | 0 | 0 | 0 | 0.043065 | 0.027937
1992 | 26.3229 | 0 | 0.007982 | 0 | 0 | 0 | 0 | 0.00783 | -0.027937
1992 | 26.3333 | 0.03915 | 0 | 0 | 0 | 0 | 0 | -0.003915 | 0.003991
1992 | 26.3438 | 0 | 0 | 0 | 0 | 0 | 0 | 0.011745 | 0.015964
1992 | 26.3542 | 0 | 0.015964 | 0 | 0 | 0 | 0 | -0.003915 | 0.007982
1992 | 26.3646 | 0 | 0 | 0 | 0 | 0 | 0 | 0.00783 | 0.003991
1992 | 26.375 | 0 | 0 | 0 | 0 | 0 | 0 | -0.003915 | 0.023946
1992 | 26.3854 | 0 | 0 | 0 | 0 | 0 | 0 | 0.019575 | 0.031928
1992 | 26.3958 | 0 | 0 | 0 | 0 | 0 | 0 | 0.003915 | -0.011973
1992 | 26.4063 | 0 | 0 | 0 | 0 | 0 | 0 | 0.00783 | 0.019955
1992 | 26.4167 | 0.00783 | 0 | 0 | 0 | 0 | 0 | -0.003915 | 0
1992 | 26.4271 | 0 | 0 | 0 | 0 | 0 | 0 | 0.01566 | 0.023946
1992 | 26.4375 | 0 | 0 | 0 | 0.015964 | 0 | 0 | 0.027405 | 0.023946
1992 | 26.4479 | 0 | 0 | 0 | 0 | 0 | 0 | 0.011745 | -0.007982
1992 | 26.4583 | 0.00783 | 0 | 0 | 0 | 0 | 0 | 0.003915 | 0.03991
1992 | 26.4688 | 0 | 0 | 0 | 0 | 0 | 0 | 0.019575 | -0.019955
1992 | 26.4792 | 0 | 0 | 0.02349 | 0 | 0 | 0 | -0.003915 | 0.003991
1992 | 26.4896 | 0 | 0 | 0 | 0 | 0 | 0 | 0.00783 | -0.003991
1992 | 26.5 | 0 | 0 | 0.27405 | 0.23946 | 0 | 0 | 0 | 0
1992 | 26.5104 | 0 | 0 | 0.20358 | 0.19157 | 0 | 0 | 0 | 0
1992 | 26.5208 | 0 | 0 | 0.18792 | 0.21551 | 0 | 0 | 0 | 0
1992 | 26.5313 | 0 | 0 | 0.36801 | 0.33524 | 0 | 0 | 0 | 0
1992 | 26.5417 | 0 | 0 | 0.32103 | 0.31928 | 0 | 0 | 0 | 0
1992 | 26.5521 | 0 | 0 | 0.26622 | 0.23946 | 0 | 0 | 0 | 0
1992 | 26.5625 | 0 | 0 | 0.2349 | 0.3113 | 0 | 0 | 0 | 0
1992 | 26.5729 | 0 | 0 | 0.26622 | 0.2235 | 0 | 0 | 0 | 0
1992 | 26.5833 | 0 | 0 | 0.55593 | 0.53479 | 0 | 0 | 0 | 0
1992 | 26.5938 | 0 | 0 | 0.60291 | 0.63058 | 0 | 0 | 0 | 0
1992 | 26.6042 | 0 | 0 | 0.35235 | 0.41506 | 0 | 0 | 0 | 0
1992 | 26.6146 | 0 | 0 | 0.36018 | 0.33524 | 0 | 0 | 0 | 0
1992 | 26.625 | 0 | 0 | 0.50895 | 0.53479 | 0 | 0 | 0 | 0
1992 | 26.6354 | 0 | 0 | 0.39933 | 0.40708 | 0 | 0 | 0 | 0
1992 | 26.6458 | 0 | 0 | 0.24273 | 0.23148 | 0 | 0 | 0 | 0
1992 | 26.6563 | 0 | 0 | 0.14877 | 0.14368 | 0 | 0 | 0 | 0
1992 | 26.6667 | 0 | 0 | 0.12528 | 0.07982 | 0 | 0 | 0 | 0
1992 | 26.6771 | 0 | 0 | 0.04698 | 0.07982 | 0 | 0 | 0 | -0.007982
1992 | 26.6875 | 0 | 0 | 0.00783 | 0 | 0 | 0 | 0.01566 | 0.031928
1992 | 26.6979 | 0 | 0 | 0 | 0 | 0 | 0 | 0.011745 | 0.007982
1992 | 26.7083 | 0 | 0 | 0 | 0 | 0 | 0 | 0.019575 | -0.003991
1992 | 26.7188 | 0 | 0 | 0 | 0 | 0 | 0 | 2.8422e-14 | 0.015964
1992 | 26.7292 | 0 | 0 | 0 | 0 | 0 | 0 | 0.01566 | 0.027937
1992 | 26.7396 | 0 | 0.007982 | 0 | 0 | 0 | 0 | 0.00783 | -0.003991
1992 | 26.75 | 0 | 0 | 0 | 0 | 0 | 0 | 0.003915 | 0.011973
1992 | 26.7604 | 0.00783 | 0 | 0.00783 | 0 | 0 | 0 | 0.003915 | 0.023946
1992 | 26.7708 | 0 | 0.015964 | 0.02349 | 0.087802 | 0 | 0 | 0 | 0.03991
1992 | 26.7813 | 0 | 0 | 0.02349 | 0.023946 | 0 | 0 | 0 | -0.003991
1992 | 26.7917 | 0 | 0.007982 | 0.02349 | 0 | 0 | 0 | 0 | -0.011973
1992 | 26.8021 | 0 | 0 | 0.02349 | 0 | 0 | 0 | 0 | 0.007982
1992 | 26.8125 | 0 | 0 | 0 | 0.03991 | 0 | 0 | -0.00783 | 0.003991
1992 | 26.8229 | 0 | 0 | 0 | 0 | 0 | 0 | 0 | 0.011973
1992 | 26.8333 | 0 | 0 | 0.00783 | 0 | 0 | 0 | -0.003915 | -0.019955
1992 | 26.8438 | 0 | 0 | 0 | 0 | 0 | 0 | -0.00783 | 0.015964
1992 | 26.8542 | 0 | 0 | 0 | 0 | 0 | 0 | 0.003915 | 0.003991
1992 | 26.8646 | 0 | 0.007982 | 0.02349 | 0.007982 | 0 | 0 | 0 | -0.003991
1992 | 26.875 | 0 | 0 | 0.02349 | 0 | 0 | 0 | 0 | -0.027937
1992 | 26.8854 | 0 | 0 | 0.03132 | 0 | 0 | 0 | 0 | 0.015964
1992 | 26.8958 | 0 | 0.007982 | 0.03132 | 0.031928 | 0 | 0 | 0.003915 | 0.003991
1992 | 26.9063 | 0.00783 | 0 | 0.01566 | 0 | 0 | 0 | 0.003915 | 0.003991
1992 | 26.9167 | 0 | 0 | 0.03132 | 0.031928 | 0 | 0 | 0.00783 | 0.007982
1992 | 26.9271 | 0 | 0 | 0.02349 | 0.015964 | 0 | 0 | 0 | 0
1992 | 26.9375 | 0 | 0 | 0.04698 | 0.055874 | 0 | 0 | 0 | 0
1992 | 26.9479 | 0 | 0 | 0.02349 | 0.023946 | 0 | 0 | -0.003915 | 0.003991
1992 | 26.9583 | 0 | 0 | 0.01566 | 0 | 0 | 0 | 0.003915 | -0.011973
1992 | 26.9688 | 0 | 0.007982 | 0.01566 | 0 | 0 | 0 | 0.00783 | 0.007982
1992 | 26.9792 | 0 | 0 | 0 | 0.031928 | 0 | 0 | 0.003915 | 0.015964
1992 | 26.9896 | 0 | 0 | 0.00783 | 0 | 0 | 0 | 0.003915 | 0.011973
1992 | 27 | 0 | 0 | 0 | 0 | 0 | 0 | -0.00783 | 0.011973
1992 | 27.0104 | 0 | 0 | 0 | 0.007982 | 0 | 0 | 0.00783 | -0.007982
1992 | 27.0208 | 0 | 0 | 0.00783 | 0 | 0 | 0 | -0.003915 | 0.015964
1992 | 27.0313 | 0 | 0 | 0 | 0 | 0 | 0 | 0.003915 | -0.007982
1992 | 27.0417 | 0 | 0 | 0.02349 | 0.023946 | 0 | 0 | 0 | 0
1992 | 27.0521 | 0 | 0 | 0.00783 | 0 | 0 | 0 | 0.003915 | 0.007982
1992 | 27.0625 | 0 | 0.015964 | 0.01566 | 0 | 0 | 0 | 0 | 0.007982
1992 | 27.0729 | 0 | 0 | 0.04698 | 0.03991 | 0 | 0 | 0.003915 | 0
1992 | 27.0833 | 0 | 0 | 0.0783 | 0.063856 | 0 | 0 | 0 | 0
1992 | 27.0938 | 0 | 0 | 0.03132 | 0.055874 | 0 | 0 | 0 | 0
1992 | 27.1042 | 0 | 0 | 0.04698 | 0.031928 | 0 | 0 | 0 | 0
1992 | 27.1146 | 0 | 0 | 0.00783 | 0.023946 | 0 | 0 | 0 | -0.007982
1992 | 27.125 | 0 | 0 | 0.01566 | 0 | 0 | 0 | -0.003915 | 0.023946
1992 | 27.1354 | 0.00783 | 0 | 0 | 0.023946 | 0 | 0 | 0.003915 | 0.003991
1992 | 27.1458 | 0 | 0 | 0 | 0 | 0 | 0 | 0 | -0.007982
1992 | 27.1563 | 0 | 0 | 0.00783 | 0 | 0 | 0 | 0 | 0
1992 | 27.1667 | 0 | 0 | 0 | 0 | 0 | 0 | 0.003915 | 0.015964
1992 | 27.1771 | 0 | 0 | 0 | 0 | 0 | 0 | 0.003915 | 0
1992 | 27.1875 | 0.00783 | 0 | 0 | 0 | 0 | 0 | 0.00783 | 0
1992 | 27.1979 | 0 | 0 | 0 | 0 | 0 | 0 | 0 | -0.003991
1992 | 27.2083 | 0 | 0 | 0 | 0 | 0 | 0 | 0 | 0.007982
1992 | 27.2188 | 0 | 0 | 0.01566 | 0 | 0 | 0 | 0 | 0.019955
1992 | 27.2292 | 0 | 0 | 0.03132 | 0 | 0 | 0 | 0 | -0.035919
1992 | 27.2396 | 0 | 0.007982 | 0.02349 | 0 | 0 | 0 | 0 | -0.007982
1992 | 27.25 | 0 | 0.007982 | 0.01566 | 0 | 0 | 0 | 0 | 0.007982
1992 | 27.2604 | 0 | 0 | 0.03915 | 0.031928 | 0 | 0 | 0 | 0.007982
1992 | 27.2708 | 0 | 0 | 0.03132 | 0.031928 | 0 | 0 | 0 | -2.8422e-14
1992 | 27.2813 | 0 | 0 | 0 | 0 | 0 | 0 | 0.02349 | 0.019955
1992 | 27.2917 | 0 | 0 | 0 | 0 | 0 | 0 | 0.02349 | 0.03991
1992 | 27.3021 | 0 | 0 | 0 | 0 | 0 | 0 | 0.01566 | 0.003991
1992 | 27.3125 | 0 | 0 | 0 | 0 | 0 | 0 | 0 | 0.003991
1992 | 27.3229 | 0 | 0 | 0 | 0 | 0 | 0 | 0.00783 | 0.019955
1992 | 27.3333 | 0 | 0 | 0 | 0 | 0 | 0 | 0.01566 | 0
1992 | 27.3438 | 0 | 0 | 0 | 0 | 0 | 0 | 0.02349 | 0.015964
1992 | 27.3542 | 0 | 0 | 0 | 0 | 0 | 0 | 0.01566 | 0.011973
1992 | 27.3646 | 0 | 0 | 0 | 0 | 0 | 0 | 0.011745 | 0.031928
1992 | 27.375 | 0 | 0 | 0 | 0 | 0 | 0 | 0.019575 | -2.8422e-14
1992 | 27.3854 | 0 | 0 | 0 | 0 | 0 | 0 | -0.003915 | 0.011973
1992 | 27.3958 | 0 | 0 | 0 | 0 | 0 | 0 | 0.01566 | 0.019955
1992 | 27.4063 | 0 | 0 | 0 | 0 | 0 | 0 | 0.03132 | 0.023946
1992 | 27.4167 | 0 | 0 | 0 | 0 | 0 | 0 | 0.029362 | 0.019955
1992 | 27.4271 | 0 | 0 | 0 | 0 | 0 | 0 | 0.024665 | 0.011973
1992 | 27.4375 | 0 | 0 | 0 | 0 | 0 | 0 | 0.027405 | 0.019955
1992 | 27.4479 | 0 | 0 | 0 | 0 | 0 | 0 | 0.00783 | 0.035919
1992 | 27.4583 | 0 | 0 | 0 | 0 | 0 | 0 | 0.03132 | 0.027937
1992 | 27.4688 | 0 | 0 | 0 | 0 | 0 | 0 | 0.019575 | 0.031928
1992 | 27.4792 | 0 | 0 | 0 | 0 | 0 | 0 | 0.02349 | 0.019955
1992 | 27.4896 | 0 | 0 | 0 | 0 | 0 | 0 | 0.03915 | 0.035919
1992 | 27.5 | 0 | 0 | 0 | 0 | 0 | 0 | 0.03132 | 0.023946
1992 | 27.5104 | 0 | 0 | 0 | 0 | 0 | 0 | 0.02349 | 0.035919
1992 | 27.5208 | 0 | 0 | 0 | 0 | 0 | 0 | 0.027405 | 0.011973
1992 | 27.5313 | 0 | 0 | 0 | 0 | 0 | 0 | 0.019575 | 0.027937
1992 | 27.5417 | 0 | 0 | 0 | 0 | 0 | 0 | 0.019575 | 0.015964
1992 | 27.5521 | 0 | 0 | 0.00783 | 0 | 0 | 0 | 0 | 0.007982
1992 | 27.5625 | 0 | 0 | 0.00783 | 0 | 0 | 0 | 0 | 0.019955
1992 | 27.5729 | 0 | 0 | 0.03915 | 0.03991 | 0 | 0 | 0 | -0.007982
1992 | 27.5833 | 0 | 0.015964 | 0.04698 | 0.055874 | 0 | 0 | 0 | 0.003991
1992 | 27.5938 | 0 | 0.015964 | 0.03915 | 0.023946 | 0 | 0 | 0 | 0.007982
1992 | 27.6042 | 0 | 0.03991 | 0.01566 | 0 | 0 | 0 | 0 | 0.019955
1992 | 27.6146 | 0 | 0 | 0.01566 | 0.031928 | 0 | 0 | 0 | 0.031928
1992 | 27.625 | 0 | 0 | 0 | 0 | 0 | 0 | 0.00783 | 0.027937
1992 | 27.6354 | 0 | 0 | 0 | 0 | 0 | 0 | 0.011745 | 0.003991
1992 | 27.6458 | 0 | 0 | 0 | 0 | 0 | 0 | 0.011745 | 0.011973
1992 | 27.6563 | 0 | 0 | 0 | 0 | 0 | 0 | 0.00783 | 0
1992 | 27.6667 | 0 | 0 | 0 | 0 | 0 | 0 | 0.019575 | 0.031928
1992 | 27.6771 | 0 | 0 | 0 | 0 | 0 | 0 | 0.00783 | -0.023946
1992 | 27.6875 | 0 | 0 | 0 | 0 | 0 | 0 | 0.003915 | 0.03991
1992 | 27.6979 | 0 | 0 | 0 | 0 | 0 | 0 | 0.00783 | 0
1992 | 27.7083 | 0 | 0 | 0 | 0 | 0 | 0 | 0.00783 | 0.015964
1992 | 27.7188 | 0 | 0 | 0 | 0 | 0 | 0 | -0.003915 | -0.003991
1992 | 27.7292 | 0 | 0 | 0 | 0 | 0 | 0 | 0.00783 | 0.011973
1992 | 27.7396 | 0 | 0.015964 | 0.01566 | 0 | 0 | 0 | 0.003915 | 0.015964
1992 | 27.75 | 0 | 0 | 0.00783 | 0 | 0 | 0 | 0 | -0.027937
1992 | 27.7604 | 0 | 0 | 0 | 0 | 0 | 0 | 0 | 0.015964
1992 | 27.7708 | 0 | 0 | 0 | 0 | 0 | 0 | 0.003915 | 0.003991
1992 | 27.7813 | 0 | 0 | 0 | 0 | 0 | 0 | 0 | 0.007982
1992 | 27.7917 | 0 | 0 | 0 | 0 | 0 | 0 | 0 | -0.003991
1992 | 27.8021 | 0 | 0 | 0 | 0 | 0 | 0 | 0.003915 | 0.011973
1992 | 27.8125 | 0 | 0 | 0 | 0 | 0 | 0 | 0 | 0.003991
1992 | 27.8229 | 0 | 0.007982 | 0 | 0 | 0 | 0 | 0 | -0.003991
1992 | 27.8333 | 0.00783 | 0 | 0 | 0 | 0 | 0 | -0.003915 | 0
1992 | 27.8438 | 0 | 0 | 0 | 0 | 0 | 0 | 0.003915 | 0
1992 | 27.8542 | 0 | 0 | 0.02349 | 0 | 0 | 0 | 0 | -0.023946
1992 | 27.8646 | 0 | 0 | 0.00783 | 0 | 0 | 0 | 0 | 0.011973
1992 | 27.875 | 0 | 0 | 0.01566 | 0.015964 | 0 | 0 | 0 | -0.003991
1992 | 27.8854 | 0 | 0 | 0.01566 | 0.023946 | 0 | 0 | 0 | 0.011973
1992 | 27.8958 | 0 | 0 | 0.03915 | 0.031928 | 0 | 0 | 0 | 0
1992 | 27.9063 | 0 | 0 | 0.04698 | 0.055874 | 0 | 0 | 0 | 0
1992 | 27.9167 | 0 | 0 | 0.02349 | 0.031928 | 0 | 0 | 0 | 0.003991
1992 | 27.9271 | 0 | 0 | 0.01566 | 0 | 0 | 0 | 0 | -0.003991
1992 | 27.9375 | 0 | 0 | 0 | 0 | 0 | 0 | 0 | 0.011973
1992 | 27.9479 | 0 | 0 | 0.00783 | 0 | 0 | 0 | 0 | 0.011973
1992 | 27.9583 | 0 | 0.023946 | 0.00783 | 0 | 0 | 0 | 0 | 0.007982
1992 | 27.9688 | 0 | 0 | 0 | 0.007982 | 0 | 0 | 0.003915 | -0.003991
1992 | 27.9792 | 0 | 0 | 0.00783 | 0 | 0 | 0 | -0.003915 | 0.019955
1992 | 27.9896 | 0 | 0 | 0 | 0 | 0 | 0 | 0 | -0.007982
1992 | 28 | 0 | 0 | 0.00783 | 0 | 0 | 0 | 0.003915 | -0.003991
1992 | 28.0104 | 0 | 0 | 0 | 0 | 0 | 0 | -0.003915 | -0.003991
1992 | 28.0208 | 0 | 0.007982 | 0 | 0 | 0 | 0 | 0 | 0
1992 | 28.0313 | 0 | 0 | 0 | 0 | 0 | 0 | 0 | 0.003991
1992 | 28.0417 | 0 | 0.007982 | 0 | 0 | 0 | 0 | -0.00783 | 0.003991
1992 | 28.0521 | 0 | 0 | 0 | 0 | 0 | 0 | 0 | 0
1992 | 28.0625 | 0.01566 | 0 | 0 | 0 | 0 | 0 | 0 | 0
1992 | 28.0729 | 0.00783 | 0 | 0 | 0 | 0 | 0 | 0 | 0
1992 | 28.0833 | 0.01566 | 0.007982 | 0 | 0 | 0 | 0 | -0.003915 | 0.003991
1992 | 28.0938 | 0 | 0 | 0 | 0 | 0 | 0 | 0.003915 | -0.003991
1992 | 28.1042 | 0.01566 | 0.015964 | 0 | 0 | 0 | 0 | 0 | 0
1992 | 28.1146 | 0 | 0 | 0 | 0 | 0 | 0 | 0.011745 | 2.8422e-14
1992 | 28.125 | 0 | 0 | 0 | 0 | 0 | 0 | -0.00783 | 0.003991
1992 | 28.1354 | 0 | 0 | 0 | 0 | 0 | 0 | 0.003915 | -0.007982
1992 | 28.1458 | 0.00783 | 0.015964 | 0 | 0 | 0 | 0 | 0 | 0.019955
1992 | 28.1563 | 0 | 0 | 0 | 0 | 0 | 0 | 0 | -0.003991
1992 | 28.1667 | 0.00783 | 0 | 0 | 0 | 0 | 0 | 0 | 0
1992 | 28.1771 | 0.00783 | 0 | 0 | 0 | 0 | 0 | 0 | 0.007982
1992 | 28.1875 | 0.00783 | 0 | 0 | 0 | 0 | 0 | 0 | -0.003991
1992 | 28.1979 | 0 | 0 | 0 | 0 | 0 | 0 | 0 | 0
1992 | 28.2083 | 0 | 0 | 0 | 0 | 0 | 0 | 0 | 0.007982
1992 | 28.2188 | 0.00783 | 0 | 0 | 0 | 0 | 0 | -0.003915 | -0.011973
1992 | 28.2292 | 0 | 0 | 0 | 0 | 0 | 0 | 0.00783 | 0.007982
1992 | 28.2396 | 0 | 0 | 0 | 0 | 0 | 0 | 0 | 0.003991
1992 | 28.25 | 0 | 0.007982 | 0 | 0 | 0 | 0 | -0.00783 | 0.011973
1992 | 28.2604 | 0 | 0 | 0 | 0 | 0 | 0 | 0 | -0.007982
1992 | 28.2708 | 0 | 0 | 0 | 0 | 0 | 0 | 0 | 0
1992 | 28.2813 | 0.00783 | 0 | 0 | 0 | 0 | 0 | -0.003915 | 0.011973
1992 | 28.2917 | 0.00783 | 0.015964 | 0 | 0 | 0 | 0 | 0.00783 | 2.8422e-14
1992 | 28.3021 | 0 | 0 | 0 | 0 | 0 | 0 | 0 | 0.003991
1992 | 28.3125 | 0.01566 | 0 | 0 | 0 | 0 | 0 | 0 | 0.003991
1992 | 28.3229 | 0.01566 | 0.007982 | 0 | 0 | 0 | 0 | 0.003915 | -0.011973
1992 | 28.3333 | 0 | 0 | 0 | 0 | 0 | 0 | 0.011745 | 0.015964
1992 | 28.3438 | 0.02349 | 0 | 0 | 0 | 0 | 0 | 0.00783 | -0.019955
1992 | 28.3542 | 0 | 0.007982 | 0 | 0 | 0 | 0 | 0.00783 | 0.007982
1992 | 28.3646 | 0.00783 | 0 | 0 | 0 | 0 | 0 | -0.003915 | 0.019955
1992 | 28.375 | 0 | 0 | 0 | 0 | 0 | 0 | 0.00783 | 0.003991
1992 | 28.3854 | 0 | 0 | 0 | 0 | 0 | 0 | 0.003915 | -0.003991
1992 | 28.3958 | 0 | 0 | 0 | 0 | 0 | 0 | 0.00783 | 0.015964
1992 | 28.4063 | 0 | 0 | 0 | 0 | 0 | 0 | 0.00783 | 0.003991
1992 | 28.4167 | 0 | 0 | 0 | 0 | 0 | 0 | 0.00783 | 0
1992 | 28.4271 | 0 | 0 | 0 | 0 | 0 | 0 | 0.00783 | 0.023946
1992 | 28.4375 | 0 | 0 | 0 | 0 | 0 | 0 | 0.003915 | 0.019955
1992 | 28.4479 | 0 | 0 | 0 | 0 | 0 | 0 | 0.02349 | 0.015964
1992 | 28.4583 | 0 | 0 | 0 | 0 | 0 | 0 | 0.019575 | 0.019955
1992 | 28.4688 | 0 | 0 | 0 | 0 | 0 | 0 | 0.027405 | 0.015964
1992 | 28.4792 | 0 | 0 | 0 | 0 | 0 | 0 | 0.02349 | 0.019955
1992 | 28.4896 | 0 | 0 | 0 | 0 | 0 | 0 | 0.02349 | 0.043901
1992 | 28.5 | 0 | 0 | 0 | 0 | 0 | 0 | 0.02349 | 0.007982
1992 | 28.5104 | 0 | 0 | 0 | 0 | 0 | 0 | 0.04698 | 0.011973
1992 | 28.5208 | 0 | 0 | 0 | 0 | 0 | 0 | 0.019575 | 0.043901
1992 | 28.5313 | 0 | 0 | 0 | 0 | 0 | 0 | 0.02349 | 0.023946
1992 | 28.5417 | 0 | 0 | 0 | 0 | 0 | 0 | 0.03132 | 0.023946
1992 | 28.5521 | 0 | 0 | 0 | 0 | 0 | 0 | 0.019575 | 0.043901
1992 | 28.5625 | 0 | 0 | 0 | 0 | 0 | 0 | 0.035235 | 0.035919
1992 | 28.5729 | 0 | 0 | 0 | 0 | 0 | 0 | 0.019575 | -0.003991
1992 | 28.5833 | 0 | 0 | 0 | 0 | 0 | 0 | 0.019575 | 0.035919
1992 | 28.5938 | 0 | 0 | 0 | 0 | 0 | 0 | 0.02349 | 0.019955
1992 | 28.6042 | 0 | 0 | 0 | 0 | 0 | 0 | 0.011745 | 0.047892
1992 | 28.6146 | 0 | 0 | 0 | 0 | 0 | 0 | 0.02349 | 0.015964
1992 | 28.625 | 0 | 0 | 0 | 0 | 0 | 0 | 0.035235 | 0.019955
1992 | 28.6354 | 0 | 0 | 0 | 0 | 0 | 0 | -0.003915 | 0.019955
1992 | 28.6458 | 0 | 0 | 0 | 0 | 0 | 0 | 0.01566 | 0.019955
1992 | 28.6563 | 0 | 0 | 0 | 0 | 0 | 0 | 0.019575 | 0.007982
1992 | 28.6667 | 0 | 0 | 0 | 0 | 0 | 0 | 0.01566 | 0.023946
1992 | 28.6771 | 0 | 0 | 0 | 0 | 0 | 0 | 0.01566 | 0.023946
1992 | 28.6875 | 0 | 0 | 0 | 0 | 0 | 0 | 0 | 0.003991
1992 | 28.6979 | 0 | 0 | 0 | 0 | 0 | 0 | 0.027405 | 0.043901
1992 | 28.7083 | 0 | 0 | 0 | 0 | 0 | 0 | -0.00783 | -0.003991
1992 | 28.7188 | 0 | 0 | 0 | 0 | 0 | 0 | 0.035235 | 0.007982
1992 | 28.7292 | 0 | 0 | 0 | 0 | 0 | 0 | 0.003915 | 0.047892
1992 | 28.7396 | 0 | 0 | 0 | 0 | 0 | 0 | 0.02349 | 0.003991
1992 | 28.75 | 0 | 0.007982 | 0 | 0 | 0 | 0 | 0.01566 | 0.015964
1992 | 28.7604 | 0 | 0 | 0 | 0 | 0 | 0 | 0.003915 | 0.007982
1992 | 28.7708 | 0 | 0 | 0 | 0 | 0 | 0 | 0.003915 | 0
1992 | 28.7813 | 0 | 0.007982 | 0 | 0 | 0 | 0 | 0.003915 | 0.007982
1992 | 28.7917 | 0 | 0 | 0 | 0 | 0 | 0 | 0 | -0.003991
1992 | 28.8021 | 0.00783 | 0 | 0 | 0 | 0 | 0 | 0.003915 | 0.015964
1992 | 28.8125 | 0 | 0 | 0 | 0 | 0 | 0 | 0.00783 | -0.023946
1992 | 28.8229 | 0 | 0 | 0 | 0 | 0 | 0 | 0 | -0.007982
1992 | 28.8333 | 0 | 0 | 0 | 0 | 0 | 0 | 0 | 0.019955
1992 | 28.8438 | 0 | 0 | 0 | 0 | 0 | 0 | 0.003915 | -0.007982
1992 | 28.8542 | 0 | 0.007982 | 0 | 0 | 0 | 0 | 0 | 0.015964
1992 | 28.8646 | 0 | 0 | 0 | 0 | 0 | 0 | 0.00783 | 0.015964
1992 | 28.875 | 0 | 0.015964 | 0 | 0 | 0 | 0 | 0 | 0
1992 | 28.8854 | 0 | 0 | 0 | 0 | 0 | 0 | -0.003915 | 0
1992 | 28.8958 | 0 | 0 | 0 | 0 | 0 | 0 | 0.011745 | 0.003991
1992 | 28.9063 | 0 | 0 | 0 | 0 | 0 | 0 | -0.003915 | 0.003991
1992 | 28.9167 | 0 | 0 | 0 | 0 | 0 | 0 | 0.003915 | 0
1992 | 28.9271 | 0.00783 | 0.023946 | 0 | 0 | 0 | 0 | 0.003915 | 0.015964
1992 | 28.9375 | 0 | 0 | 0 | 0 | 0 | 0 | 0 | 0.023946
1992 | 28.9479 | 0.03132 | 0.063856 | 0 | 0 | 0 | 0 | 0.003915 | 0.023946
1992 | 28.9583 | 0.00783 | 0 | 0 | 0 | 0 | 0 | -0.003915 | -0.011973
1992 | 28.9688 | 0 | 0 | 0 | 0 | 0 | 0 | -0.003915 | 0.011973
1992 | 28.9792 | 0.01566 | 0 | 0 | 0 | 0 | 0 | 0 | 0.003991
1992 | 28.9896 | 0.01566 | 0 | 0 | 0 | 0 | 0 | 0.003915 | -0.027937
1992 | 29 | 0 | 0 | 0 | 0 | 0 | 0 | 0.00783 | -0.003991
1992 | 29.0104 | 0.02349 | 0 | 0 | 0 | 0 | 0 | -0.00783 | -0.007982
1992 | 29.0208 | 0 | 0 | 0 | 0 | 0 | 0 | 0.011745 | 0.011973
1992 | 29.0313 | 0.00783 | 0.007982 | 0 | 0 | 0 | 0 | 0 | 0
1992 | 29.0417 | 0 | 0.007982 | 0 | 0 | 0 | 0 | -0.00783 | -0.015964
1992 | 29.0521 | 0.03132 | 0 | 0 | 0 | 0 | 0 | 0 | 0.019955
1992 | 29.0625 | 0.00783 | 0.055874 | 0 | 0 | 0 | 0 | 0 | 0.031928
1992 | 29.0729 | 0 | 0.015964 | 0 | 0 | 0 | 0 | 0.00783 | 0.007982
1992 | 29.0833 | 0.00783 | 0 | 0 | 0 | 0 | 0 | -0.003915 | 0.007982
1992 | 29.0938 | 0 | 0.023946 | 0 | 0 | 0 | 0 | 0 | 0.019955
1992 | 29.1042 | 0 | 0.007982 | 0 | 0 | 0 | 0 | 0.003915 | 0.011973
1992 | 29.1146 | 0 | 0 | 0 | 0 | 0 | 0 | 0 | 0.019955
1992 | 29.125 | 0.01566 | 0 | 0 | 0 | 0 | 0 | 0 | -0.007982
1992 | 29.1354 | 0.01566 | 0.031928 | 0 | 0 | 0 | 0 | 0 | 0
1992 | 29.1458 | 0.02349 | 0 | 0 | 0 | 0 | 0 | 0 | 0.015964
1992 | 29.1563 | 0 | 0.023946 | 0 | 0 | 0 | 0 | 0 | 0.023946
1992 | 29.1667 | 0 | 0 | 0 | 0 | 0 | 0 | 0 | -0.035919
1992 | 29.1771 | 0 | 0 | 0 | 0 | 0 | 0 | -0.00783 | -0.007982
1992 | 29.1875 | 0.00783 | 0 | 0 | 0 | 0 | 0 | 0.00783 | 0.011973
1992 | 29.1979 | 0.00783 | 0 | 0 | 0 | 0 | 0 | 0.00783 | -0.011973
1992 | 29.2083 | 0.02349 | 0 | 0 | 0 | 0 | 0 | -0.00783 | 0
1992 | 29.2188 | 0.01566 | 0.023946 | 0 | 0 | 0 | 0 | 0 | 0.011973
1992 | 29.2292 | 0.00783 | 0.015964 | 0 | 0 | 0 | 0 | 0.00783 | 0.023946
1992 | 29.2396 | 0.02349 | 0 | 0 | 0 | 0 | 0 | -0.00783 | -0.019955
1992 | 29.25 | 0 | 0 | 0 | 0 | 0 | 0 | 0.003915 | -0.003991
1992 | 29.2604 | 0.00783 | 0.023946 | 0 | 0 | 0 | 0 | -0.003915 | 0.011973
1992 | 29.2708 | 0.00783 | 0.015964 | 0 | 0 | 0 | 0 | -0.019575 | -0.003991
1992 | 29.2813 | 0 | 0 | 0 | 0 | 0 | 0 | -0.00783 | 0.003991
1992 | 29.2917 | 0 | 0 | 0 | 0 | 0 | 0 | 0.01566 | 0.003991
1992 | 29.3021 | 0 | 0.023946 | 0 | 0 | 0 | 0 | 0.00783 | 0.015964
1992 | 29.3125 | 0.01566 | 0 | 0 | 0 | 0 | 0 | -0.00783 | -0.023946
1992 | 29.3229 | 0 | 0 | 0 | 0 | 0 | 0 | 0.02349 | 0.035919
1992 | 29.3333 | 0.01566 | 0.047892 | 0 | 0 | 0 | 0 | -0.011745 | 0.035919
1992 | 29.3438 | 0.00783 | 0 | 0 | 0 | 0 | 0 | 0 | -0.031928
1992 | 29.3542 | 0 | 0 | 0 | 0 | 0 | 0 | 0.019575 | 0.051883
1992 | 29.3646 | 0 | 0.015964 | 0 | 0 | 0 | 0 | -0.003915 | -0.003991
1992 | 29.375 | 0 | 0 | 0 | 0 | 0 | 0 | 0 | 0.007982
1992 | 29.3854 | 0 | 0 | 0 | 0 | 0 | 0 | 0.019575 | 0.015964
1992 | 29.3958 | 0 | 0 | 0 | 0 | 0 | 0 | -0.01566 | 0.031928
1992 | 29.4063 | 0 | 0 | 0 | 0 | 0 | 0 | 0.03132 | 0.011973
1992 | 29.4167 | 0 | 0 | 0 | 0 | 0 | 0 | 0.027405 | 0.043901
1992 | 29.4271 | 0 | 0 | 0 | 0 | 0 | 0 | 0.00783 | -0.011973
1992 | 29.4375 | 0 | 0 | 0 | 0 | 0 | 0 | 0.04698 | 0.051883
1992 | 29.4479 | 0 | 0 | 0 | 0 | 0 | 0 | 0.02349 | 0.063856
1992 | 29.4583 | 0 | 0.023946 | 0 | 0 | 0 | 0 | 0.04698 | 0.031928
1992 | 29.4688 | 0 | 0 | 0 | 0 | 0 | 0 | 0.04698 | 0.059865
1992 | 29.4792 | 0 | 0 | 0 | 0 | 0 | 0 | 0.066555 | 0.055874
1992 | 29.4896 | 0 | 0 | 0 | 0 | 0 | 0 | 0.050895 | 0.031928
1992 | 29.5 | 0 | 0 | 0 | 0 | 0 | 0 | 0.058725 | 0.063856
1992 | 29.5104 | 0 | 0 | 0 | 0 | 0 | 0 | 0.06264 | 0.067847
1992 | 29.5208 | 0 | 0 | 0 | 0 | 0 | 0 | 0.074385 | 0.07982
1992 | 29.5313 | 0 | 0 | 0 | 0 | 0 | 0 | 0.074385 | 0.035919
1992 | 29.5417 | 0 | 0 | 0 | 0 | 0 | 0 | 0.058725 | 0.055874
1992 | 29.5521 | 0 | 0 | 0 | 0 | 0 | 0 | 0.058725 | 0.095784
1992 | 29.5625 | 0 | 0 | 0 | 0 | 0 | 0 | 0.05481 | 0.035919
1992 | 29.5729 | 0 | 0 | 0 | 0 | 0 | 0 | 0.05481 | 0.035919
1992 | 29.5833 | 0 | 0 | 0 | 0 | 0 | 0 | 0.04698 | 0.087802
1992 | 29.5938 | 0 | 0 | 0 | 0 | 0 | 0 | 0.06264 | 0.051883
1992 | 29.6042 | 0 | 0 | 0 | 0 | 0 | 0 | 0.04698 | 0.067847
1992 | 29.6146 | 0 | 0 | 0 | 0 | 0 | 0 | 0.07047 | 0.071838
1992 | 29.625 | 0 | 0 | 0 | 0 | 0 | 0 | 0.050895 | 0.023946
1992 | 29.6354 | 0 | 0 | 0 | 0 | 0 | 0 | 0.058725 | 0.091793
1992 | 29.6458 | 0 | 0 | 0 | 0 | 0 | 0 | 0.06264 | 0.067847
1992 | 29.6563 | 0 | 0 | 0 | 0 | 0 | 0 | 0.043065 | 0.055874
1992 | 29.6667 | 0 | 0 | 0 | 0 | 0 | 0 | 0.058725 | 0.063856
1992 | 29.6771 | 0 | 0 | 0 | 0 | 0 | 0 | 0.027405 | 0.011973
1992 | 29.6875 | 0 | 0 | 0 | 0 | 0 | 0 | 0.043065 | 0.043901
1992 | 29.6979 | 0 | 0 | 0 | 0 | 0 | 0 | 0.03915 | 0.023946
1992 | 29.7083 | 0 | 0 | 0 | 0 | 0 | 0 | 0.035235 | 0.027937
1992 | 29.7188 | 0 | 0 | 0 | 0 | 0 | 0 | 0.019575 | 0.055874
1992 | 29.7292 | 0 | 0 | 0 | 0 | 0 | 0 | 0.027405 | 0.019955
1992 | 29.7396 | 0 | 0 | 0 | 0 | 0 | 0 | 0.01566 | -0.011973
1992 | 29.75 | 0 | 0 | 0 | 0 | 0 | 0 | 0.011745 | 0.023946
1992 | 29.7604 | 0 | 0 | 0 | 0 | 0 | 0 | 0.003915 | -0.011973
1992 | 29.7708 | 0 | 0 | 0 | 0 | 0 | 0 | 0 | 0.027937
1992 | 29.7813 | 0 | 0 | 0 | 0 | 0 | 0 | 0 | 0.015964
1992 | 29.7917 | 0 | 0 | 0 | 0 | 0 | 0 | 0 | -0.015964
1992 | 29.8021 | 0 | 0 | 0 | 0 | 0 | 0 | -0.003915 | 0.007982
1992 | 29.8125 | 0 | 0 | 0 | 0 | 0 | 0 | 0.003915 | -0.011973
1992 | 29.8229 | 0.00783 | 0 | 0 | 0 | 0 | 0 | 0 | 0
1992 | 29.8333 | 0 | 0 | 0 | 0 | 0 | 0 | -0.00783 | 0.003991
1992 | 29.8438 | 0 | 0 | 0 | 0 | 0 | 0 | 0.003915 | -0.003991
1992 | 29.8542 | 0.01566 | 0 | 0 | 0 | 0 | 0 | 0.00783 | 0.003991
1992 | 29.8646 | 0 | 0 | 0 | 0 | 0 | 0 | 0.003915 | -0.003991
1992 | 29.875 | 0 | 0.015964 | 0 | 0 | 0 | 0 | -0.00783 | 0.007982
1992 | 29.8854 | 0 | 0 | 0 | 0 | 0 | 0 | 0.003915 | 0.019955
1992 | 29.8958 | 0 | 0.007982 | 0 | 0 | 0 | 0 | -0.011745 | 0.007982
1992 | 29.9063 | 0 | 0 | 0 | 0 | 0 | 0 | 0 | 0.055874
1992 | 29.9167 | 0.01566 | 0.055874 | 0 | 0 | 0 | 0 | -0.003915 | -0.007982
1992 | 29.9271 | 0 | 0 | 0 | 0 | 0 | 0 | 0.011745 | 2.8422e-14
1992 | 29.9375 | 0 | 0 | 0 | 0 | 0 | 0 | 0.003915 | 0.023946
1992 | 29.9479 | 0.00783 | 0 | 0 | 0 | 0 | 0 | 0.003915 | 2.8422e-14
1992 | 29.9583 | 0 | 0.023946 | 0 | 0 | 0 | 0 | 2.8422e-14 | 0.019955
1992 | 29.9688 | 0.01566 | 0 | 0 | 0 | 0 | 0 | 0.01566 | 0.007982
1992 | 29.9792 | 0 | 0 | 0 | 0 | 0 | 0 | -0.00783 | -0.011973
1992 | 29.9896 | 0 | 0 | 0 | 0 | 0 | 0 | 0.011745 | -0.019955
1992 | 30 | 0 | 0 | 0 | 0 | 0 | 0 | -0.003915 | 0.027937
1992 | 30.0104 | 0.00783 | 0.007982 | 0 | 0 | 0 | 0 | 0 | 0
1992 | 30.0208 | 0 | 0 | 0 | 0 | 0 | 0 | 0.02349 | 0.03991
1992 | 30.0313 | 0 | 0 | 0 | 0 | 0 | 0 | -0.003915 | -0.023946
1992 | 30.0417 | 0 | 0 | 0 | 0 | 0 | 0 | -0.003915 | 0.015964
1992 | 30.0521 | 0.03132 | 0 | 0 | 0 | 0 | 0 | 0.00783 | -0.007982
1992 | 30.0625 | 0.00783 | 0 | 0 | 0 | 0 | 0 | 0.011745 | 0.003991
1992 | 30.0729 | 0 | 0 | 0 | 0 | 0 | 0 | 0.01566 | 0.003991
1992 | 30.0833 | 0 | 0 | 0 | 0 | 0 | 0 | 0.011745 | 0.011973
1992 | 30.0938 | 0 | 0 | 0 | 0 | 0 | 0 | 0.01566 | 0.011973
1992 | 30.1042 | 0 | 0.023946 | 0 | 0 | 0 | 0 | 0.01566 | 0.03991
1992 | 30.1146 | 0.02349 | 0 | 0 | 0 | 0 | 0 | 0.011745 | -0.003991
1992 | 30.125 | 0 | 0 | 0 | 0 | 0 | 0 | 0 | 0.003991
1992 | 30.1354 | 0 | 0 | 0 | 0 | 0 | 0 | 0 | 0.011973
1992 | 30.1458 | 0 | 0 | 0 | 0 | 0 | 0 | 0.027405 | 0.007982
1992 | 30.1563 | 0.03132 | 0 | 0 | 0 | 0 | 0 | -0.011745 | 0.003991
1992 | 30.1667 | 0 | 0.007982 | 0 | 0 | 0 | 0 | 0.011745 | 0.007982
1992 | 30.1771 | 0 | 0 | 0 | 0 | 0 | 0 | 0.011745 | 0.015964
1992 | 30.1875 | 0 | 0.007982 | 0 | 0 | 0 | 0 | 0.00783 | -0.003991
1992 | 30.1979 | 0 | 0 | 0 | 0 | 0 | 0 | 0.003915 | 0.019955
1992 | 30.2083 | 0 | 0 | 0 | 0 | 0 | 0 | 0.00783 | 0.007982
1992 | 30.2188 | 0.00783 | 0 | 0 | 0 | 0 | 0 | 0 | 0.023946
1992 | 30.2292 | 0 | 0 | 0 | 0 | 0 | 0 | 0.011745 | -0.019955
1992 | 30.2396 | 0 | 0 | 0 | 0 | 0 | 0 | -0.003915 | 0.035919
1992 | 30.25 | 0 | 0 | 0 | 0 | 0 | 0 | 0.011745 | 0.011973
1992 | 30.2604 | 0 | 0 | 0 | 0 | 0 | 0 | 0.00783 | -0.019955
1992 | 30.2708 | 0.00783 | 0 | 0 | 0 | 0 | 0 | -0.003915 | 0.003991
1992 | 30.2813 | 0 | 0 | 0 | 0 | 0 | 0 | 0 | -0.003991
1992 | 30.2917 | 0 | 0 | 0 | 0 | 0 | 0 | 0.00783 | 0.007982
1992 | 30.3021 | 0.00783 | 0 | 0 | 0 | 0 | 0 | -0.00783 | 0.003991
1992 | 30.3125 | 0 | 0 | 0 | 0 | 0 | 0 | 0.01566 | 0.011973
1992 | 30.3229 | 0 | 0.031928 | 0 | 0 | 0 | 0 | 0 | 0.023946
1992 | 30.3333 | 0.01566 | 0 | 0 | 0 | 0 | 0 | 0.003915 | 0.023946
1992 | 30.3438 | 0 | 0 | 0 | 0 | 0 | 0 | 0 | 0.031928
1992 | 30.3542 | 0 | 0.03991 | 0 | 0 | 0 | 0 | 0.003915 | 0.019955
1992 | 30.3646 | 0 | 0 | 0 | 0 | 0 | 0 | 0 | 0.003991
1992 | 30.375 | 0 | 0 | 0 | 0 | 0 | 0 | 0.00783 | 2.8422e-14
1992 | 30.3854 | 0 | 0.007982 | 0 | 0 | 0 | 0 | 0.019575 | 0.003991
1992 | 30.3958 | 0 | 0 | 0 | 0 | 0 | 0 | 0.019575 | 0.031928
1992 | 30.4063 | 0 | 0 | 0 | 0 | 0 | 0 | 0.01566 | 0.023946
1992 | 30.4167 | 0 | 0 | 0 | 0 | 0 | 0 | 0.01566 | 0.003991
1992 | 30.4271 | 0 | 0 | 0 | 0 | 0 | 0 | 0.027405 | 0.043901
1992 | 30.4375 | 0 | 0 | 0 | 0 | 0 | 0 | 0.043065 | 0.067847
1992 | 30.4479 | 0 | 0 | 0 | 0 | 0 | 0 | 0.043065 | 0.019955
1992 | 30.4583 | 0 | 0 | 0 | 0 | 0 | 0 | 0.04698 | 0.023946
1992 | 30.4688 | 0 | 0 | 0 | 0 | 0 | 0 | 0.04698 | 0.023946
1992 | 30.4792 | 0 | 0 | 0 | 0 | 0 | 0 | 0.043065 | 0.063856
1992 | 30.4896 | 0 | 0 | 0 | 0 | 0 | 0 | -0.055397 | 0.059865
1992 | 30.5 | 0 | 0 | 0 | 0 | 0 | 0 | -0.0011745 | 0.027937
1992 | 30.5104 | 0 | 0 | 0 | 0 | 0 | 0 | -0.0011745 | 0.016962
1992 | 30.5208 | 0 | 0 | 0 | 0 | 0 | 0 | 0.0027405 | 0.015565
1992 | 30.5313 | 0 | 0 | 0 | 0 | 0 | 0 | 0.0041107 | 0.015565
1992 | 30.5417 | 0 | 0 | 0 | 0 | 0 | 0 | 0.004698 | 0.015565
1992 | 30.5521 | 0 | 0 | 0 | 0 | 0 | 0 | 0.004698 | 0.019356
1992 | 30.5625 | 0 | 0 | 0 | 0 | 0 | 0 | 0.026622 | 0.033524
1992 | 30.5729 | 0 | 0 | 0 | 0 | 0 | 0 | 0.051678 | 0.033524
1992 | 30.5833 | 0 | 0 | 0 | 0 | 0 | 0 | 0.051678 | 0.033524
1992 | 30.5938 | 0 | 0 | 0 | 0 | 0 | 0 | 0.051678 | 0.033524
1992 | 30.6042 | 0 | 0 | 0 | 0 | 0 | 0 | 0.050895 | 0.093389
1992 | 30.6146 | 0 | 0 | 0 | 0 | 0 | 0 | 0.02349 | 0.035919
1992 | 30.625 | 0 | 0 | 0 | 0 | 0 | 0 | 0.10179 | 0.11574
1992 | 30.6354 | 0 | 0 | 0 | 0 | 0 | 0 | 0.082215 | 0.035919
1992 | 30.6458 | 0 | 0 | 0 | 0 | 0 | 0 | 0.058725 | 0.10776
1992 | 30.6563 | 0 | 0 | 0 | 0 | 0 | 0 | 0.066555 | 0.035919
1992 | 30.6667 | 0 | 0 | 0 | 0 | 0 | 0 | 0.066555 | 0.047892
1992 | 30.6771 | 0 | 0 | 0 | 0 | 0 | 0 | 0.058725 | 0.075829
1992 | 30.6875 | 0 | 0 | 0 | 0 | 0 | 0 | 0.03915 | 0.03991
1992 | 30.6979 | 0 | 0 | 0 | 0 | 0 | 0 | 0.050895 | 0.055874
1992 | 30.7083 | 0 | 0 | 0 | 0 | 0 | 0 | 0.043065 | 0.003991
1992 | 30.7188 | 0 | 0 | 0 | 0 | 0 | 0 | 0.035235 | 0.099775
1992 | 30.7292 | 0 | 0 | 0 | 0 | 0 | 0 | 0.019575 | -0.035919
1992 | 30.7396 | 0 | 0 | 0 | 0 | 0 | 0 | 0.01566 | 0.027937
1992 | 30.75 | 0 | 0.023946 | 0 | 0 | 0 | 0 | 0.00783 | 0.003991
1992 | 30.7604 | 0 | 0 | 0 | 0 | 0 | 0 | 0.003915 | 0.019955
1992 | 30.7708 | 0 | 0 | 0 | 0 | 0 | 0 | 0.003915 | -0.003991
1992 | 30.7813 | 0 | 0 | 0 | 0 | 0 | 0 | 0 | 0.031928
1992 | 30.7917 | 0 | 0.023946 | 0 | 0 | 0 | 0 | -0.003915 | -0.011973
1992 | 30.8021 | 0 | 0 | 0 | 0 | 0 | 0 | 0 | 0.011973
1992 | 30.8125 | 0 | 0.023946 | 0 | 0 | 0 | 0 | 0 | 0.015964
1992 | 30.8229 | 0 | 0.031928 | 0 | 0 | 0 | 0 | 0.003915 | 0.003991
1992 | 30.8333 | 0 | 0 | 0 | 0 | 0 | 0 | 0 | 0.031928
1992 | 30.8438 | 0 | 0 | 0 | 0 | 0 | 0 | 0.003915 | 0.007982
1992 | 30.8542 | 0 | 0 | 0 | 0 | 0 | 0 | 0.003915 | -0.007982
1992 | 30.8646 | 0 | 0 | 0 | 0 | 0 | 0 | -0.00783 | 0
1992 | 30.875 | 0 | 0.031928 | 0 | 0 | 0 | 0 | 0.01566 | 0.019955
1992 | 30.8854 | 0 | 0 | 0 | 0 | 0 | 0 | -0.00783 | 0.019955
1992 | 30.8958 | 0.00783 | 0.015964 | 0 | 0 | 0 | 0 | 0.003915 | -0.007982
1992 | 30.9063 | 0 | 0 | 0 | 0 | 0 | 0 | 0 | 0.019955
1992 | 30.9167 | 0 | 0 | 0 | 0 | 0 | 0 | 0.003915 | 0.007982
1992 | 30.9271 | 0 | 0 | 0 | 0 | 0 | 0 | 0 | 0.003991
1992 | 30.9375 | 0 | 0.007982 | 0 | 0 | 0 | 0 | 0.003915 | 0.011973
1992 | 30.9479 | 0 | 0 | 0 | 0 | 0 | 0 | 0 | 0.007982
1992 | 30.9583 | 0 | 0.047892 | 0 | 0 | 0 | 0 | 0.00783 | 0.031928
1992 | 30.9688 | 0 | 0 | 0 | 0 | 0 | 0 | -0.00783 | 0.015964
1992 | 30.9792 | 0 | 0 | 0 | 0 | 0 | 0 | 0.011745 | 0.003991
1992 | 30.9896 | 0 | 0.015964 | 0 | 0 | 0 | 0 | -0.003915 | -0.019955
1992 | 31 | 0.00783 | 0.023946 | 0 | 0 | 0 | 0 | 0.00783 | 0.035919
1992 | 31.0104 | 0 | 0 | 0 | 0 | 0 | 0 | 0 | -0.015964
1992 | 31.0208 | 0 | 0 | 0 | 0 | 0 | 0 | 0.00783 | 0.027937
1992 | 31.0313 | 0 | 0 | 0 | 0 | 0 | 0 | 0 | 0.003991
1992 | 31.0417 | 0 | 0 | 0 | 0 | 0 | 0 | -0.003915 | -0.003991
1992 | 31.0521 | 0 | 0 | 0 | 0 | 0 | 0 | 0.003915 | -0.003991
1992 | 31.0625 | 0 | 0 | 0 | 0 | 0 | 0 | 0.003915 | 0.023946
1992 | 31.0729 | 0.00783 | 0.023946 | 0 | 0 | 0 | 0 | 0.00783 | 0.027937
1992 | 31.0833 | 0 | 0 | 0 | 0 | 0 | 0 | -0.00783 | -0.023946
1992 | 31.0938 | 0 | 0.015964 | 0 | 0 | 0 | 0 | 0.00783 | 0.015964
1992 | 31.1042 | 0 | 0 | 0 | 0 | 0 | 0 | 0.003915 | -0.003991
1992 | 31.1146 | 0 | 0 | 0 | 0 | 0 | 0 | 0.00783 | 0.019955
1992 | 31.125 | 0.01566 | 0 | 0 | 0 | 0 | 0 | 0.01566 | -0.003991
1992 | 31.1354 | 0 | 0 | 0 | 0 | 0 | 0 | -0.00783 | 0.011973
1992 | 31.1458 | 0.00783 | 0 | 0 | 0 | 0 | 0 | 0.003915 | -0.003991
1992 | 31.1563 | 0 | 0 | 0 | 0 | 0 | 0 | 0 | -0.011973
1992 | 31.1667 | 0 | 0 | 0 | 0 | 0 | 0 | -0.003915 | 0.011973
1992 | 31.1771 | 0 | 0.007982 | 0 | 0 | 0 | 0 | -5.6843e-14 | 0.007982
1992 | 31.1875 | 0 | 0 | 0 | 0 | 0 | 0 | 0.003915 | -0.003991
1992 | 31.1979 | 0 | 0 | 0 | 0 | 0 | 0 | 0.003915 | 0.015964
1992 | 31.2083 | 0 | 0 | 0 | 0 | 0 | 0 | -0.003915 | -0.011973
1992 | 31.2188 | 0 | 0 | 0 | 0 | 0 | 0 | 0 | -2.8422e-14
1992 | 31.2292 | 0 | 0 | 0 | 0 | 0 | 0 | 0.003915 | 0.007982
1992 | 31.2396 | 0.00783 | 0 | 0 | 0 | 0 | 0 | 0.003915 | -0.003991
1992 | 31.25 | 0 | 0 | 0 | 0 | 0 | 0 | -0.003915 | -0.007982
1992 | 31.2604 | 0 | 0 | 0 | 0 | 0 | 0 | -0.003915 | 0.003991
1992 | 31.2708 | 0 | 0 | 0 | 0 | 0 | 0 | 0.011745 | 0.007982
1992 | 31.2813 | 0 | 0.023946 | 0 | 0 | 0 | 0 | -0.00783 | 0.023946
1992 | 31.2917 | 0 | 0.031928 | 0 | 0 | 0 | 0 | 0.00783 | 0.015964
1992 | 31.3021 | 0 | 0 | 0 | 0 | 0 | 0 | 0 | 0.023946
1992 | 31.3125 | 0 | 0 | 0 | 0 | 0 | 0 | 0.00783 | -0.011973
1992 | 31.3229 | 0 | 0.007982 | 0 | 0 | 0 | 0 | 0 | 0.003991
1992 | 31.3333 | 0 | 0 | 0 | 0 | 0 | 0 | 0.00783 | 0.023946
1992 | 31.3438 | 0 | 0.015964 | 0 | 0 | 0 | 0 | 0 | 0.003991
1992 | 31.3542 | 0 | 0 | 0 | 0 | 0 | 0 | 0 | 0.015964
1992 | 31.3646 | 0.00783 | 0 | 0 | 0 | 0 | 0 | 0.019575 | 0.003991
1992 | 31.375 | 0 | 0 | 0 | 0 | 0 | 0 | -0.003915 | 0.015964
1992 | 31.3854 | 0 | 0 | 0 | 0 | 0 | 0 | 0.019575 | -0.003991
1992 | 31.3958 | 0 | 0 | 0 | 0 | 0 | 0 | 0.01566 | 0.011973
1992 | 31.4063 | 0 | 0 | 0 | 0 | 0 | 0 | 0.027405 | 0.031928
1992 | 31.4167 | 0 | 0 | 0 | 0 | 0 | 0 | 0.019575 | 0.003991
1992 | 31.4271 | 0 | 0 | 0 | 0 | 0 | 0 | 0.027405 | 0.019955
1992 | 31.4375 | 0 | 0 | 0 | 0 | 0 | 0 | 0.035235 | 0.055874
1992 | 31.4479 | 0 | 0 | 0 | 0 | 0 | 0 | 0.03915 | 0.023946
1992 | 31.4583 | 0 | 0 | 0 | 0 | 0 | 0 | 0.043065 | 0.083811
1992 | 31.4688 | 0 | 0 | 0 | 0 | 0 | 0 | 0.050895 | 0.003991
1992 | 31.4792 | 0 | 0 | 0 | 0 | 0 | 0 | 0.04698 | 0.055874
1992 | 31.4896 | 0 | 0 | 0 | 0 | 0 | 0 | 0.07047 | 0.063856
1992 | 31.5 | 0 | 0 | 0 | 0 | 0 | 0 | 0.0783 | 0.067847
1992 | 31.5104 | 0 | 0 | 0 | 0 | 0 | 0 | 0.0783 | 0.07982
1992 | 31.5208 | 0 | 0 | 0 | 0 | 0 | 0 | 0.0783 | 0.091793
1992 | 31.5313 | 0 | 0 | 0 | 0 | 0 | 0 | 0.082215 | 0.067847
1992 | 31.5417 | 0 | 0 | 0 | 0 | 0 | 0 | 0.097875 | 0.067847
1992 | 31.5521 | 0 | 0 | 0 | 0 | 0 | 0 | 0.09396 | 0.11574
1992 | 31.5625 | 0 | 0 | 0 | 0 | 0 | 0 | 0.097875 | 0.07982
1992 | 31.5729 | 0 | 0 | 0 | 0 | 0 | 0 | 0.090045 | 0.091793
1992 | 31.5833 | 0 | 0 | 0 | 0 | 0 | 0 | 0.08613 | 0.067847
1992 | 31.5938 | 0 | 0 | 0 | 0 | 0 | 0 | 0.097875 | 0.087802
1992 | 31.6042 | 0 | 0 | 0 | 0 | 0 | 0 | 0.08613 | 0.095784
1992 | 31.6146 | 0 | 0 | 0 | 0 | 0 | 0 | 0.082215 | 0.10776
1992 | 31.625 | 0 | 0 | 0 | 0 | 0 | 0 | 0.08613 | 0.063856
1992 | 31.6354 | 0 | 0 | 0 | 0 | 0 | 0 | 0.09396 | 0.075829
1992 | 31.6458 | 0 | 0 | 0 | 0 | 0 | 0 | 0.082215 | 0.095784
1992 | 31.6563 | 0 | 0 | 0 | 0 | 0 | 0 | 0.10179 | 0.051883
1992 | 31.6667 | 0 | 0 | 0 | 0 | 0 | 0 | 0.07047 | 0.095784
1992 | 31.6771 | 0 | 0 | 0 | 0 | 0 | 0 | 0.074385 | 0.11973
1992 | 31.6875 | 0 | 0 | 0 | 0 | 0 | 0 | 0.097875 | 0.047892
1992 | 31.6979 | 0 | 0 | 0 | 0 | 0 | 0 | 0.07047 | 0.099775
1992 | 31.7083 | 0 | 0 | 0 | 0 | 0 | 0 | 0.08613 | 0.051883
1992 | 31.7188 | 0 | 0 | 0 | 0 | 0 | 0 | 0.07047 | 0.067847
1992 | 31.7292 | 0 | 0 | 0 | 0 | 0 | 0 | 0.043065 | 0.035919
1992 | 31.7396 | 0 | 0 | 0 | 0 | 0 | 0 | 0.03132 | 0.027937
1992 | 31.75 | 0 | 0 | 0 | 0 | 0 | 0 | 0.01566 | -0.003991
1992 | 31.7604 | 0 | 0 | 0 | 0 | 0 | 0 | 0 | 0.019955
1992 | 31.7708 | 0 | 0 | 0 | 0 | 0 | 0 | 0 | 0.007982
1992 | 31.7813 | 0 | 0.007982 | 0 | 0 | 0 | 0 | 0.003915 | -0.003991
1992 | 31.7917 | 0 | 0 | 0 | 0 | 0 | 0 | 0.00783 | -0.019955
1992 | 31.8021 | 0 | 0.007982 | 0 | 0 | 0 | 0 | 0 | 0.027937
1992 | 31.8125 | 0 | 0 | 0 | 0 | 0 | 0 | 0 | -0.027937
1992 | 31.8229 | 0 | 0 | 0 | 0 | 0 | 0 | 0.01566 | 0.051883
1992 | 31.8333 | 0 | 0 | 0 | 0 | 0 | 0 | 0 | -0.031928
1992 | 31.8438 | 0 | 0 | 0 | 0 | 0 | 0 | 0 | 0.011973
1992 | 31.8542 | 0 | 0 | 0 | 0 | 0 | 0 | 0 | 0.015964
1992 | 31.8646 | 0 | 0.007982 | 0 | 0 | 0 | 0 | 0.003915 | 0.031928
1992 | 31.875 | 0.00783 | 0 | 0 | 0 | 0 | 0 | 0.00783 | -0.03991
1992 | 31.8854 | 0 | 0 | 0 | 0 | 0 | 0 | 0.00783 | 0.027937
1992 | 31.8958 | 0.00783 | 0 | 0 | 0 | 0 | 0 | 0.003915 | -0.011973
1992 | 31.9063 | 0 | 0 | 0 | 0 | 0 | 0 | 2.8422e-14 | 0.007982
1992 | 31.9167 | 0 | 0 | 0 | 0 | 0 | 0 | 0 | -0.003991
1992 | 31.9271 | 0 | 0 | 0 | 0 | 0 | 0 | 0.00783 | 0.019955
1992 | 31.9375 | 0 | 0 | 0 | 0 | 0 | 0 | 0.00783 | 0.023946
1992 | 31.9479 | 0 | 0 | 0 | 0 | 0 | 0 | -0.00783 | -0.007982
1992 | 31.9583 | 0 | 0 | 0 | 0 | 0 | 0 | 0.01566 | 0.011973
1992 | 31.9688 | 0 | 0 | 0 | 0 | 0 | 0 | 0.00783 | -0.015964
1992 | 31.9792 | 0 | 0.015964 | 0 | 0 | 0 | 0 | 0.003915 | 0.007982
1992 | 31.9896 | 0 | 0 | 0 | 0 | 0 | 0 | 0.011745 | 0.031928
1992 | 32 | 0 | 0 | 0 | 0 | 0 | 0 | 0.00783 | -0.019955
1992 | 32.0104 | 0 | 0 | 0 | 0 | 0 | 0 | 0 | 0.043901
1992 | 32.0208 | 0 | 0 | 0 | 0 | 0 | 0 | 0 | 0
1992 | 32.0313 | 0.00783 | 0.015964 | 0 | 0 | 0 | 0 | -0.003915 | 0.011973
1992 | 32.0417 | 0 | 0 | 0 | 0 | 0 | 0 | 0.00783 | -0.011973
1992 | 32.0521 | 0 | 0 | 0 | 0 | 0 | 0 | 0.00783 | 0.019955
1992 | 32.0625 | 0 | 0 | 0 | 0 | 0 | 0 | 0.003915 | 0.003991
1992 | 32.0729 | 0 | 0.015964 | 0 | 0 | 0 | 0 | 0.003915 | 0.019955
1992 | 32.0833 | 0 | 0 | 0 | 0 | 0 | 0 | 0.00783 | -0.023946
1992 | 32.0938 | 0 | 0 | 0 | 0 | 0 | 0 | -0.003915 | 0.031928
1992 | 32.1042 | 0 | 0 | 0 | 0 | 0 | 0 | -0.003915 | -0.019955
1992 | 32.1146 | 0 | 0 | 0 | 0 | 0 | 0 | 0.00783 | 0.007982
1992 | 32.125 | 0 | 0 | 0 | 0 | 0 | 0 | 0.00783 | 0.007982
1992 | 32.1354 | 0 | 0.007982 | 0 | 0 | 0 | 0 | 0.00783 | -0.007982
1992 | 32.1458 | 0 | 0 | 0 | 0 | 0 | 0 | 0 | 0.023946
1992 | 32.1563 | 0 | 0 | 0 | 0 | 0 | 0 | 0.003915 | 0.023946
1992 | 32.1667 | 0 | 0.007982 | 0 | 0 | 0 | 0 | 0.00783 | -0.007982
1992 | 32.1771 | 0 | 0 | 0 | 0 | 0 | 0 | 0 | 0.011973
1992 | 32.1875 | 0 | 0.015964 | 0 | 0 | 0 | 0 | 0.00783 | 0.003991
1992 | 32.1979 | 0 | 0 | 0 | 0 | 0 | 0 | 0.003915 | 0.015964
1992 | 32.2083 | 0 | 0 | 0 | 0 | 0 | 0 | 0.003915 | 0.019955
1992 | 32.2188 | 0 | 0 | 0 | 0 | 0 | 0 | 0 | -0.011973
1992 | 32.2292 | 0 | 0 | 0 | 0 | 0 | 0 | 0.00783 | 0.003991
1992 | 32.2396 | 0 | 0 | 0 | 0 | 0 | 0 | 0 | 0
1992 | 32.25 | 0 | 0 | 0 | 0 | 0 | 0 | 0.003915 | 0.003991
1992 | 32.2604 | 0 | 0 | 0 | 0 | 0 | 0 | 0.003915 | 0.027937
1992 | 32.2708 | 0 | 0 | 0 | 0 | 0 | 0 | -0.003915 | -0.019955
1992 | 32.2813 | 0 | 0 | 0 | 0 | 0 | 0 | 0.00783 | 0.011973
1992 | 32.2917 | 0 | 0 | 0 | 0 | 0 | 0 | 0 | 0
1992 | 32.3021 | 0 | 0 | 0 | 0 | 0 | 0 | 0.00783 | 0.023946
1992 | 32.3125 | 0.00783 | 0.015964 | 0 | 0 | 0 | 0 | 0 | -0.003991
1992 | 32.3229 | 0 | 0.015964 | 0 | 0 | 0 | 0 | 0.011745 | -0.003991
1992 | 32.3333 | 0 | 0 | 0 | 0 | 0 | 0 | 0.003915 | 0.023946
1992 | 32.3438 | 0 | 0 | 0 | 0 | 0 | 0 | -0.00783 | 0.019955
1992 | 32.3542 | 0.00783 | 0.055874 | 0 | 0 | 0 | 0 | 0.011745 | 0.019955
1992 | 32.3646 | 0 | 0 | 0 | 0 | 0 | 0 | 0.00783 | 0.027937
1992 | 32.375 | 0 | 0 | 0 | 0 | 0 | 0 | 0.00783 | -0.003991
1992 | 32.3854 | 0 | 0 | 0 | 0 | 0 | 0 | 0.011745 | 0.023946
1992 | 32.3958 | 0 | 0 | 0 | 0 | 0 | 0 | 0.00783 | 0.011973
1992 | 32.4063 | 0 | 0 | 0 | 0 | 0 | 0 | -0.003915 | -0.031928
1992 | 32.4167 | 0 | 0 | 0 | 0 | 0 | 0 | 0.01566 | 0.019955
1992 | 32.4271 | 0 | 0 | 0 | 0 | 0 | 0 | 0.01566 | 0.011973
1992 | 32.4375 | 0 | 0 | 0 | 0 | 0 | 0 | 0.011745 | -0.003991
1992 | 32.4479 | 0 | 0 | 0 | 0 | 0 | 0 | 0.02349 | 0.055874
1992 | 32.4583 | 0 | 0 | 0 | 0 | 0 | 0 | 0.035235 | 0.035919
1992 | 32.4688 | 0 | 0 | 0 | 0 | 0 | 0 | 0.04698 | 0.059865
1992 | 32.4792 | 0 | 0 | 0 | 0 | 0 | 0 | 0.019575 | 0.011973
1992 | 32.4896 | 0 | 0 | 0 | 0 | 0 | 0 | 0.035235 | -0.007982
1992 | 32.5 | 0 | 0 | 0 | 0 | 0 | 0 | 0.04698 | 0.055874
1992 | 32.5104 | 0 | 0 | 0 | 0 | 0 | 0 | 0.03132 | 0.043901
1992 | 32.5208 | 0 | 0 | 0 | 0 | 0 | 0 | 0.02349 | 0.043901
1992 | 32.5313 | 0 | 0 | 0 | 0 | 0 | 0 | 0.05481 | -0.003991
1992 | 32.5417 | 0 | 0 | 0 | 0 | 0 | 0 | 0.027405 | 0.075829
1992 | 32.5521 | 0 | 0 | 0 | 0 | 0 | 0 | 0.058725 | 0.043901
1992 | 32.5625 | 0 | 0 | 0 | 0 | 0 | 0 | 0.058725 | 0.07982
1992 | 32.5729 | 0 | 0 | 0 | 0 | 0 | 0 | 0.043065 | 0.003991
1992 | 32.5833 | 0 | 0 | 0 | 0 | 0 | 0 | 0.027405 | 0.011973
1992 | 32.5938 | 0 | 0 | 0 | 0 | 0 | 0 | 0.035235 | 0.055874
1992 | 32.6042 | 0 | 0 | 0 | 0 | 0 | 0 | 0.00783 | 0.007982
1992 | 32.6146 | 0 | 0 | 0 | 0 | 0 | 0 | 0.058725 | 0.067847
1992 | 32.625 | 0 | 0 | 0 | 0 | 0 | 0 | 0.058725 | 0.035919
1992 | 32.6354 | 0 | 0 | 0 | 0 | 0 | 0 | 0.03132 | 0.051883
1992 | 32.6458 | 0 | 0 | 0 | 0 | 0 | 0 | 0.05481 | 0.003991
1992 | 32.6563 | 0 | 0 | 0 | 0 | 0 | 0 | 0.082215 | 0.13969
1992 | 32.6667 | 0 | 0 | 0 | 0 | 0 | 0 | 0.03915 | -0.003991
1992 | 32.6771 | 0 | 0 | 0 | 0 | 0 | 0 | 0.043065 | 0.075829
1992 | 32.6875 | 0 | 0 | 0 | 0 | 0 | 0 | 0.074385 | 0.015964
1992 | 32.6979 | 0 | 0 | 0 | 0 | 0 | 0 | 0.04698 | 0.051883
1992 | 32.7083 | 0 | 0 | 0 | 0 | 0 | 0 | 0.03132 | 0.091793
1992 | 32.7188 | 0 | 0 | 0 | 0 | 0 | 0 | 0.050895 | 0.023946
1992 | 32.7292 | 0 | 0 | 0 | 0 | 0 | 0 | 0.035235 | 0.047892
1992 | 32.7396 | 0 | 0 | 0 | 0 | 0 | 0 | 0.066555 | 0.023946
1992 | 32.75 | 0 | 0 | 0 | 0 | 0 | 0 | 0 | 0
1992 | 32.7604 | 0 | 0 | 0 | 0 | 0 | 0 | 0.01566 | 0.019955
1992 | 32.7708 | 0 | 0 | 0 | 0 | 0 | 0 | 0.003915 | -0.011973
1992 | 32.7813 | 0 | 0 | 0 | 0 | 0 | 0 | 0 | 0.011973
1992 | 32.7917 | 0 | 0.015964 | 0 | 0 | 0 | 0 | 0.02349 | 0.035919
1992 | 32.8021 | 0.03132 | 0 | 0 | 0 | 0 | 0 | 0.003915 | -0.015964
1992 | 32.8125 | 0 | 0 | 0 | 0 | 0 | 0 | 0.03132 | -0.007982
1992 | 32.8229 | 0 | 0 | 0 | 0 | 0 | 0 | 0.003915 | 0.019955
1992 | 32.8333 | 0.01566 | 0 | 0 | 0 | 0 | 0 | 0.00783 | 0.011973
1992 | 32.8438 | 0 | 0 | 0 | 0 | 0 | 0 | 0.003915 | 0.011973
1992 | 32.8542 | 0 | 0 | 0 | 0 | 0 | 0 | 0.01566 | 0
1992 | 32.8646 | 0 | 0 | 0 | 0 | 0 | 0 | 0.003915 | 0.015964
1992 | 32.875 | 0.00783 | 0.007982 | 0 | 0 | 0 | 0 | -0.003915 | -0.003991
1992 | 32.8854 | 0 | 0.007982 | 0 | 0 | 0 | 0 | 0.019575 | 0.027937
1992 | 32.8958 | 0.00783 | 0 | 0 | 0 | 0 | 0 | -0.011745 | 0.003991
1992 | 32.9063 | 0 | 0 | 0 | 0 | 0 | 0 | 0.02349 | -0.019955
1992 | 32.9167 | 0 | 0 | 0 | 0 | 0 | 0 | 0.00783 | 0.007982
1992 | 32.9271 | 0.00783 | 0 | 0 | 0 | 0 | 0 | 0.011745 | 0.015964
1992 | 32.9375 | 0 | 0 | 0 | 0 | 0 | 0 | -0.003915 | -0.011973
1992 | 32.9479 | 0 | 0.007982 | 0 | 0 | 0 | 0 | 0.00783 | 0.035919
1992 | 32.9583 | 0.01566 | 0 | 0 | 0 | 0 | 0 | 0.00783 | -0.011973
1992 | 32.9688 | 0 | 0.007982 | 0 | 0 | 0 | 0 | 0.02349 | -0.007982
1992 | 32.9792 | 0 | 0 | 0 | 0 | 0 | 0 | -0.011745 | 0.043901
1992 | 32.9896 | 0.05481 | 0 | 0 | 0 | 0 | 0 | 0 | -0.059865
1992 | 33 | 0 | 0 | 0 | 0 | 0 | 0 | 0.066555 | 0.055874
1992 | 33.0104 | 0 | 0 | 0 | 0 | 0 | 0 | 0.02349 | -2.8422e-14
1992 | 33.0208 | 0.01566 | 0 | 0 | 0 | 0 | 0 | 0 | 0.007982
1992 | 33.0313 | 0 | 0.023946 | 0 | 0 | 0 | 0 | 0.027405 | -0.003991
1992 | 33.0417 | 0 | 0 | 0 | 0 | 0 | 0 | 0.00783 | 0.067847
1992 | 33.0521 | 0 | 0 | 0 | 0 | 0 | 0 | 0 | 0.011973
1992 | 33.0625 | 0 | 0 | 0 | 0 | 0 | 0 | -0.00783 | -0.035919
1992 | 33.0729 | 0 | 0 | 0 | 0 | 0 | 0 | 0.027405 | 0.011973
1992 | 33.0833 | 0 | 0 | 0 | 0 | 0 | 0 | -0.00783 | -0.003991
1992 | 33.0938 | 0 | 0 | 0 | 0 | 0 | 0 | 0.00783 | 0.031928
1992 | 33.1042 | 0 | 0 | 0 | 0 | 0 | 0 | 2.8422e-14 | -0.023946
1992 | 33.1146 | 0 | 0 | 0 | 0 | 0 | 0 | 0 | -0.011973
1992 | 33.125 | 0 | 0 | 0 | 0 | 0 | 0 | 0.011745 | 0.043901
1992 | 33.1354 | 0 | 0 | 0 | 0 | 0 | 0 | 0.00783 | -0.047892
1992 | 33.1458 | 0 | 0 | 0 | 0 | 0 | 0 | 0.003915 | 0.027937
1992 | 33.1563 | 0 | 0 | 0 | 0 | 0 | 0 | -0.01566 | 0
1992 | 33.1667 | 0 | 0 | 0 | 0 | 0 | 0 | 0.019575 | 0.019955
1992 | 33.1771 | 0 | 0.03991 | 0 | 0 | 0 | 0 | 0.01566 | 0.043901
1992 | 33.1875 | 0 | 0 | 0 | 0 | 0 | 0 | 0.00783 | -0.003991
1992 | 33.1979 | 0.00783 | 0.023946 | 0 | 0 | 0 | 0 | 0.003915 | 0.019955
1992 | 33.2083 | 0.00783 | 0 | 0 | 0 | 0 | 0 | -0.011745 | 0.015964
1992 | 33.2188 | 0 | 0 | 0 | 0 | 0 | 0 | 0.019575 | 0.003991
1992 | 33.2292 | 0.01566 | 0.015964 | 0 | 0 | 0 | 0 | 0.011745 | 0.003991
1992 | 33.2396 | 0 | 0 | 0 | 0 | 0 | 0 | -0.003915 | 0.023946
1992 | 33.25 | 0 | 0.015964 | 0 | 0 | 0 | 0 | 0 | -0.019955
1992 | 33.2604 | 0 | 0 | 0 | 0 | 0 | 0 | 0.011745 | 0.027937
1992 | 33.2708 | 0 | 0 | 0 | 0 | 0 | 0 | 0.011745 | 0.007982
1992 | 33.2813 | 0 | 0 | 0 | 0 | 0 | 0 | -0.003915 | 0
1992 | 33.2917 | 0 | 0 | 0 | 0 | 0 | 0 | 0.011745 | 0.019955
1992 | 33.3021 | 0 | 0.031928 | 0 | 0 | 0 | 0 | -2.8422e-14 | -0.023946
1992 | 33.3125 | 0.02349 | 0 | 0 | 0 | 0 | 0 | -0.01566 | 0.015964
1992 | 33.3229 | 0 | 0 | 0 | 0 | 0 | 0 | 0.003915 | 0.003991
1992 | 33.3333 | 0.01566 | 0 | 0 | 0 | 0 | 0 | 0.011745 | 0.015964
1992 | 33.3438 | 0 | 0 | 0 | 0 | 0 | 0 | 0.01566 | -0.047892
1992 | 33.3542 | 0 | 0 | 0 | 0 | 0 | 0 | 0.003915 | 0.043901
1992 | 33.3646 | 0 | 0 | 0 | 0 | 0 | 0 | 0.011745 | 0.007982
1992 | 33.375 | 0 | 0 | 0 | 0 | 0 | 0 | -2.8422e-14 | 0.031928
1992 | 33.3854 | 0 | 0.015964 | 0 | 0 | 0 | 0 | 0.02349 | 0.003991
1992 | 33.3958 | 0 | 0 | 0 | 0 | 0 | 0 | -0.003915 | -0.007982
1992 | 33.4063 | 0 | 0 | 0 | 0 | 0 | 0 | 0.003915 | 0.023946
1992 | 33.4167 | 0 | 0.015964 | 0 | 0 | 0 | 0 | -0.003915 | -0.023946
1992 | 33.4271 | 0 | 0 | 0 | 0 | 0 | 0 | 0.01566 | 0.031928
1992 | 33.4375 | 0 | 0 | 0 | 0 | 0 | 0 | 0.00783 | 0.023946
1992 | 33.4479 | 0 | 0 | 0 | 0 | 0 | 0 | 0.00783 | -0.003991
1992 | 33.4583 | 0 | 0 | 0 | 0 | 0 | 0 | 0.00783 | 0.031928
1992 | 33.4688 | 0 | 0.063856 | 0 | 0 | 0 | 0 | -0.00783 | 0.047892
1992 | 33.4792 | 0 | 0 | 0 | 0 | 0 | 0 | 0.00783 | -0.003991
1992 | 33.4896 | 0 | 0.007982 | 0 | 0 | 0 | 0 | 0.00783 | -0.023946
1992 | 33.5 | 0 | 0 | 0 | 0 | 0 | 0 | 0.043065 | 0.071838
1992 | 33.5104 | 0 | 0 | 0 | 0 | 0 | 0 | 0.04698 | 0.059865
1992 | 33.5208 | 0 | 0 | 0 | 0 | 0 | 0 | 0.027405 | 0.015964
1992 | 33.5313 | 0 | 0 | 0 | 0 | 0 | 0 | 0.019575 | 0.011973
1992 | 33.5417 | 0 | 0 | 0 | 0 | 0 | 0 | 0.011745 | 0.035919
1992 | 33.5521 | 0 | 0 | 0 | 0 | 0 | 0 | 0.011745 | 0.015964
1992 | 33.5625 | 0 | 0 | 0 | 0 | 0 | 0 | 0.03132 | 0.003991
1992 | 33.5729 | 0 | 0 | 0 | 0 | 0 | 0 | 0.027405 | 0.035919
1992 | 33.5833 | 0 | 0 | 0 | 0 | 0 | 0 | 0.019575 | 0.023946
1992 | 33.5938 | 0 | 0.007982 | 0 | 0 | 0 | 0 | 0.01566 | 0.011973
1992 | 33.6042 | 0 | 0 | 0 | 0 | 0 | 0 | 0.00783 | 0.043901
1992 | 33.6146 | 0 | 0 | 0.14877 | 0.21551 | 0 | 0 | 0 | 0.015964
1992 | 33.625 | 0 | 0 | 0.21141 | 0.23946 | 0 | 0 | 0 | 0
1992 | 33.6354 | 0 | 0 | 0.18792 | 0.15964 | 0 | 0 | 0 | 0
1992 | 33.6458 | 0 | 0 | 0.11745 | 0.12771 | 0 | 0 | 0 | 0.007982
1992 | 33.6563 | 0 | 0 | 0.25056 | 0.26341 | 0 | 0 | 0 | 0
1992 | 33.6667 | 0 | 0 | 0.11745 | 0.14368 | 0 | 0 | 0 | 0.007982
1992 | 33.6771 | 0 | 0 | 0.1566 | 0.16762 | 0 | 0 | 0 | 0.007982
1992 | 33.6875 | 0 | 0 | 0.10962 | 0.12771 | 0 | 0 | 0 | 0.007982
1992 | 33.6979 | 0 | 0 | 0.05481 | 0.071838 | 0 | 0 | 0 | 0.007982
1992 | 33.7083 | 0 | 0 | 0.21924 | 0.19955 | 0 | 0 | 0 | 0
1992 | 33.7188 | 0 | 0 | 0.24273 | 0.2235 | 0 | 0 | 0 | 0
1992 | 33.7292 | 0 | 0 | 0.05481 | 0.087802 | 0 | 0 | 0 | 0.007982
1992 | 33.7396 | 0 | 0 | 0.25056 | 0.23946 | 0 | 0 | 0 | 0
1992 | 33.75 | 0 | 0 | 0.19575 | 0.20753 | 0 | 0 | 0 | 0
1992 | 33.7604 | 0 | 0 | 0.11745 | 0.087802 | 0 | 0 | 0 | 0
1992 | 33.7708 | 0 | 0 | 0.0783 | 0.15166 | 0 | 0 | 0 | 0.047892
1992 | 33.7813 | 0 | 0 | 0.06264 | 0.071838 | 0 | 0 | 0 | 0.007982
1992 | 33.7917 | 0 | 0 | 0.10179 | 0.10377 | 0 | 0 | 0 | 0
1992 | 33.8021 | 0 | 0 | 0.03915 | 0.031928 | 0 | 0 | 0 | 0.007982
1992 | 33.8125 | 0 | 0 | 0.10962 | 0.11175 | 0 | 0 | 0 | 0.015964
1992 | 33.8229 | 0 | 0 | 0.18009 | 0.24744 | 0 | 0 | 0 | 0.019955
1992 | 33.8333 | 0 | 0 | 0.04698 | 0 | 0 | 0 | 0 | 0.031928
1992 | 33.8438 | 0 | 0 | 0.11745 | 0.11973 | 0 | 0 | 0 | 0
1992 | 33.8542 | 0 | 0 | 0.05481 | 0.047892 | 0 | 0 | 0 | -0.003991
1992 | 33.8646 | 0 | 0 | 0 | 0 | 0 | 0 | 0.003915 | -0.023946
1992 | 33.875 | 0 | 0 | 0 | 0 | 0 | 0 | -0.003915 | 0.023946
1992 | 33.8854 | 0 | 0 | 0 | 0 | 0 | 0 | -0.00783 | 0.011973
1992 | 33.8958 | 0 | 0 | 0 | 0 | 0 | 0 | 0 | -0.019955
1992 | 33.9063 | 0 | 0 | 0 | 0 | 0 | 0 | 0 | -0.003991
1992 | 33.9167 | 0 | 0 | 0 | 0 | 0 | 0 | 0 | 0.011973
1992 | 33.9271 | 0 | 0 | 0 | 0 | 0 | 0 | 0 | 0.003991
1992 | 33.9375 | 0.00783 | 0.015964 | 0 | 0 | 0 | 0 | 0 | -0.015964
1992 | 33.9479 | 0 | 0 | 0 | 0 | 0 | 0 | -0.003915 | 0.007982
1992 | 33.9583 | 0 | 0 | 0 | 0 | 0 | 0 | 0 | 0.027937
1992 | 33.9688 | 0 | 0 | 0 | 0 | 0 | 0 | 0 | -0.019955
1992 | 33.9792 | 0 | 0 | 0 | 0 | 0 | 0 | 0.00783 | 0
1992 | 33.9896 | 0 | 0 | 0 | 0 | 0 | 0 | 0 | 2.8422e-14
1992 | 34 | 0.00783 | 0 | 0 | 0 | 0 | 0 | 0.003915 | -0.003991
1992 | 34.0104 | 0.00783 | 0.023946 | 0 | 0 | 0 | 0 | -0.003915 | 0.011973
1992 | 34.0208 | 0 | 0 | 0.02349 | 0.007982 | 0 | 0 | 0.003915 | 0
1992 | 34.0313 | 0 | 0 | 0.03915 | 0.03991 | 0 | 0 | 0 | 0
1992 | 34.0417 | 0 | 0 | 0.04698 | 0.03991 | 0 | 0 | 0 | 0
1992 | 34.0521 | 0 | 0 | 0.07047 | 0.087802 | 0 | 0 | 0 | 0
1992 | 34.0625 | 0 | 0 | 0.06264 | 0.071838 | 0 | 0 | 0 | 0
1992 | 34.0729 | 0 | 0 | 0.02349 | 0.03991 | 0 | 0 | 0 | 0.023946
1992 | 34.0833 | 0 | 0.007982 | 0.01566 | 0 | 0 | 0 | 0 | -0.011973
1992 | 34.0938 | 0 | 0.031928 | 0.01566 | 0.007982 | 0 | 0 | 0 | 0.027937
1992 | 34.1042 | 0 | 0 | 0.03132 | 0.031928 | 0 | 0 | 0 | 0.007982
1992 | 34.1146 | 0 | 0 | 0.04698 | 0.071838 | 0 | 0 | 0 | 0
1992 | 34.125 | 0 | 0 | 0.03132 | 0.023946 | 0 | 0 | 0 | 0
1992 | 34.1354 | 0 | 0 | 0.03915 | 0.055874 | 0 | 0 | 0 | 0
1992 | 34.1458 | 0 | 0 | 0.13311 | 0.11973 | 0 | 0 | 0 | 0
1992 | 34.1563 | 0 | 0 | 0.16443 | 0.18359 | 0 | 0 | 0 | 0
1992 | 34.1667 | 0 | 0 | 0.14877 | 0.11973 | 0 | 0 | 0 | 0
1992 | 34.1771 | 0 | 0 | 0.12528 | 0.11175 | 0 | 0 | 0 | 0.015964
1992 | 34.1875 | 0 | 0 | 0.08613 | 0.14368 | 0 | 0 | 0 | 0
1992 | 34.1979 | 0 | 0 | 0.08613 | 0.071838 | 0 | 0 | 0 | 0
1992 | 34.2083 | 0 | 0 | 0.21141 | 0.23148 | 0 | 0 | 0 | 0
1992 | 34.2188 | 0 | 0 | 0.14877 | 0.13569 | 0 | 0 | 0 | 0
1992 | 34.2292 | 0 | 0 | 0.2349 | 0.27139 | 0 | 0 | 0 | 0
1992 | 34.2396 | 0 | 0 | 0.2349 | 0.19955 | 0 | 0 | 0 | 0
1992 | 34.25 | 0 | 0 | 0.20358 | 0.19955 | 0 | 0 | 0 | 0
1992 | 34.2604 | 0 | 0 | 0.03915 | 0.055874 | 0 | 0 | 0 | 0.007982
1992 | 34.2708 | 0 | 0 | 0.05481 | 0.063856 | 0 | 0 | 0 | 0.007982
1992 | 34.2813 | 0 | 0 | 0.10179 | 0.11175 | 0 | 0 | 0 | 0
1992 | 34.2917 | 0 | 0 | 0.36018 | 0.3991 | 0 | 0 | 0 | 0
1992 | 34.3021 | 0 | 0 | 0.29754 | 0.24744 | 0 | 0 | 0 | 0
1992 | 34.3125 | 0 | 0 | 0.21141 | 0.16762 | 0 | 0 | 0 | 0
1992 | 34.3229 | 0 | 0 | 0.10962 | 0.10377 | 0 | 0 | 0 | 0
1992 | 34.3333 | 0 | 0 | 0.13311 | 0.10377 | 0 | 0 | 0 | 0
1992 | 34.3438 | 0 | 0 | 0.10962 | 0.16762 | 0 | 0 | 0 | 0
1992 | 34.3542 | 0 | 0 | 0.08613 | 0.055874 | 0 | 0 | 0 | 0
1992 | 34.3646 | 0 | 0 | 0.11745 | 0.11175 | 0 | 0 | 0 | 0
1992 | 34.375 | 0 | 0 | 0.07047 | 0.07982 | 0 | 0 | 0 | 0
1992 | 34.3854 | 0 | 0 | 0.03132 | 0 | 0 | 0 | 0 | 0
1992 | 34.3958 | 0 | 0 | 0 | 0.03991 | 0 | 0 | 0.00783 | 0.003991
1992 | 34.4063 | 0 | 0 | 0.05481 | 0.047892 | 0 | 0 | 0 | -0.003991
1992 | 34.4167 | 0 | 0 | 0.03132 | 0.03991 | 0 | 0 | 0 | 0.03991
1992 | 34.4271 | 0 | 0 | 0.06264 | 0.07982 | 0 | 0 | 0 | 0
1992 | 34.4375 | 0 | 0 | 0.02349 | 0.047892 | 0 | 0 | 0.00783 | 0.03991
1992 | 34.4479 | 0 | 0 | 0 | 0 | 0 | 0 | 0.02349 | 0.015964
1992 | 34.4583 | 0 | 0 | 0 | 0.007982 | 0 | 0 | -0.00783 | 0
1992 | 34.4688 | 0 | 0 | 0 | -0.03991 | 0 | 0 | 0.01566 | 0
1992 | 34.4792 | 0 | 0 | 0 | 0.007982 | 0 | 0 | 0.01566 | 0
1992 | 34.4896 | 0 | 0 | 0.12528 | 0.13569 | 0 | 0 | 0 | 0
1992 | 34.5 | 0 | 0 | 0.20358 | 0.23148 | 0 | 0 | 0 | 0
1992 | 34.5104 | 0 | 0 | 0.55593 | 0.50287 | 0 | 0 | 0 | 0
1992 | 34.5208 | 0 | 0 | 0.08613 | 0.087802 | 0 | 0 | 0 | 0
1992 | 34.5313 | 0 | 0 | 0.04698 | 0.047892 | 0 | 0 | 0.01566 | 0.015964
1992 | 34.5417 | 0 | 0 | 0.03915 | 0.15166 | 0 | 0 | 0 | 0.095784
1992 | 34.5521 | 0 | 0 | 0.08613 | 0.071838 | 0 | 0 | 0 | 0.003991
1992 | 34.5625 | 0 | 0 | 0.07047 | 0.03991 | 0 | 0 | 0.00783 | -0.023946
1992 | 34.5729 | 0 | 0 | 0.01566 | 0 | 0 | 0 | 0.003915 | -0.011973
1992 | 34.5833 | 0.01566 | 0 | 0 | 0.023946 | 0 | 0 | 0.003915 | 0.003991
1992 | 34.5938 | 0 | 0 | 0 | 0 | 0 | 0 | 0.05481 | 0.043901
1992 | 34.6042 | 0 | 0 | 0 | 0.023946 | 0 | 0 | 0.01566 | 0.051883
1992 | 34.6146 | 0 | 0 | 0 | 0 | 0 | 0 | 0.01566 | 0.047892
1992 | 34.625 | 0 | 0 | 0 | 0 | 0 | 0 | 0.05481 | 0.007982
1992 | 34.6354 | 0 | 0 | 0 | 0 | 0 | 0 | 0.00783 | 0.007982
1992 | 34.6458 | 0 | 0 | 0 | 0 | 0 | 0 | 0.019575 | 0.035919
1992 | 34.6563 | 0 | 0 | 0 | 0 | 0 | 0 | 0.027405 | 0.015964
1992 | 34.6667 | 0 | 0 | 0 | 0 | 0 | 0 | 0.02349 | 0.035919
1992 | 34.6771 | 0 | 0 | 0 | 0 | 0 | 0 | 0.02349 | -0.011973
1992 | 34.6875 | 0 | 0 | 0.0783 | 0.023946 | 0 | 0 | 0 | 0.007982
1992 | 34.6979 | 0 | 0 | 0.04698 | 0.071838 | 0 | 0 | 0.01566 | -0.003991
1992 | 34.7083 | 0 | 0 | 0.07047 | 0 | 0 | 0 | 0 | 0.003991
1992 | 34.7188 | 0 | 0 | 0 | 0.03991 | 0 | 0 | 0.003915 | 0.015964
1992 | 34.7292 | 0 | 0 | 0 | 0 | 0 | 0 | 0.00783 | 0.031928
1992 | 34.7396 | 0 | 0 | 0 | 0.023946 | 0 | 0 | 0.02349 | 0.003991
1992 | 34.75 | 0 | 0 | 0 | 0 | 0 | 0 | 0.00783 | 0.059865
1992 | 34.7604 | 0.00783 | 0 | 0 | 0 | 0 | 0 | 0.003915 | -0.007982
1992 | 34.7708 | 0 | 0 | 0 | 0 | 0 | 0 | 0.03132 | 0.031928
1992 | 34.7813 | 0 | 0.015964 | 0 | 0 | 0 | 0 | 0.011745 | -0.03991
1992 | 34.7917 | 0 | 0 | 0 | 0 | 0 | 0 | 0.01566 | 0.03991
1992 | 34.8021 | 0 | 0.055874 | 0 | 0 | 0 | 0 | -0.011745 | 0.027937
1992 | 34.8125 | 0 | 0 | 0 | 0 | 0 | 0 | 0.043065 | 0.095784
1992 | 34.8229 | 0 | 0 | 0 | 0 | 0 | 0 | -0.027405 | 0
1992 | 34.8333 | 0 | 0 | 0 | 0 | 0 | 0 | 0.02349 | -0.091793
1992 | 34.8438 | 0 | 0 | 0 | 0 | 0 | 0 | -0.019575 | 0.083811
1992 | 34.8542 | 0 | 0 | 0 | 0 | 0 | 0 | 0.03915 | 0.075829
1992 | 34.8646 | 0 | 0 | 0 | 0.055874 | 0 | 0 | 0.003915 | -0.003991
1992 | 34.875 | 0 | 0 | 0 | 0.031928 | 0 | 0 | 0.01566 | -0.003991
1992 | 34.8854 | 0 | 0 | 0 | 0 | 0 | 0 | 0.00783 | 0.047892
1992 | 34.8958 | 0.00783 | 0 | 0 | 0 | 0 | 0 | 0.003915 | -0.015964
1992 | 34.9063 | 0.02349 | 0 | 0 | 0 | 0 | 0 | 0.011745 | 0.047892
1992 | 34.9167 | 0 | 0 | 0.01566 | 0.055874 | 0 | 0 | 0.00783 | 0.023946
1992 | 34.9271 | 0 | 0.031928 | 0.07047 | 0.023946 | 0 | 0 | 0 | 0.03991
1992 | 34.9375 | 0 | 0 | 0.17226 | 0.29533 | 0 | 0 | 0 | 0
1992 | 34.9479 | 0 | 0 | 0.19575 | 0.095784 | 0 | 0 | 0 | 0.007982
1992 | 34.9583 | 0 | 0 | 0.13311 | 0.15166 | 0 | 0 | 0 | 0
1992 | 34.9688 | 0 | 0 | 0.1566 | 0.16762 | 0 | 0 | 0 | 0
1992 | 34.9792 | 0 | 0 | 0.0783 | 0.13569 | 0 | 0 | 0 | 0.003991
1992 | 34.9896 | 0 | 0 | 0.07047 | -0.03991 | 0 | 0 | 0.003915 | 0.003991
1992 | 35 | 0 | 0 | 0 | 0.10377 | 0 | 0 | 0.050895 | 0.087802
1992 | 35.0104 | 0.01566 | 0 | 0 | 0.023946 | 0 | 0 | -2.8422e-14 | -0.015964
1992 | 35.0208 | 0 | 0 | 0.07047 | 0 | 0 | 0 | 0 | -0.091793
1992 | 35.0313 | 0 | 0 | 0.04698 | 0.03991 | 0 | 0 | 0 | -0.023946
1992 | 35.0417 | 0 | 0 | 0.03915 | 0.063856 | 0 | 0 | -0.027405 | 0.027937
1992 | 35.0521 | 0 | 0 | 0 | 0 | 0 | 0 | -0.00783 | 0.003991
1992 | 35.0625 | 0 | 0.023946 | 0.03132 | 0 | 0 | 0 | 0.00783 | 0.003991
1992 | 35.0729 | 0 | 0 | 0.00783 | 0 | 0 | 0 | 0.003915 | -0.015964
1992 | 35.0833 | 0 | 0 | 0.02349 | 0 | 0 | 0 | -0.003915 | 0.047892
1992 | 35.0938 | 0.00783 | 0.023946 | 0.05481 | 0.087802 | 0 | 0 | 0.01566 | -0.003991
1992 | 35.1042 | 0 | 0 | 0.00783 | 0.023946 | 0 | 0 | 0.011745 | 0.035919
1992 | 35.1146 | 0 | 0 | 0.01566 | 0.063856 | 0 | 0 | 0.00783 | 0.03991
1992 | 35.125 | 0 | 0 | 0.04698 | 0.03991 | 0 | 0 | 0.02349 | 0.015964
1992 | 35.1354 | 0 | 0 | 0.19575 | 0.14368 | 0 | 0 | 0 | 0
1992 | 35.1458 | 0 | 0 | 0.41499 | 0.41506 | 0 | 0 | 0 | 0
1992 | 35.1563 | 0 | 0 | 0.34452 | 0.29533 | 0 | 0 | 0 | 0
1992 | 35.1667 | 0 | 0 | 0.13311 | 0.18359 | 0 | 0 | 0 | 0.003991
1992 | 35.1771 | 0 | 0 | 0.04698 | 0.071838 | 0 | 0 | 0 | 0.003991
1992 | 35.1875 | 0 | 0 | 0.11745 | 0.063856 | 0 | 0 | 0 | 0
1992 | 35.1979 | 0 | 0 | 0.05481 | 0.15166 | 0 | 0 | 0.00783 | 0.023946
1992 | 35.2083 | 0 | 0 | 0.28971 | 0.25542 | 0 | 0 | 0 | 0
1992 | 35.2188 | 0 | 0.031928 | 0.04698 | 0.055874 | 0 | 0 | 0.019575 | 0.015964
1992 | 35.2292 | 0 | 0 | 0 | 0 | 0 | 0 | 0.00783 | 0.03991
1992 | 35.2396 | 0 | 0 | 0 | 0 | 0 | 0 | 0.02349 | -0.011973
1992 | 35.25 | 0 | 0 | 0 | 0 | 0 | 0 | 0.03915 | 0.031928
1992 | 35.2604 | 0 | 0 | 0 | 0 | 0 | 0 | 0.01566 | 0.031928
1992 | 35.2708 | 0.01566 | 0 | 0 | 0 | 0 | 0 | 0.003915 | 0.015964
1992 | 35.2813 | 0.00783 | 0 | 0 | 0 | 0 | 0 | 0.02349 | 0.003991
1992 | 35.2917 | 0 | 0.047892 | 0 | 0 | 0 | 0 | 0.03132 | 0.07982
1992 | 35.3021 | 0 | 0 | 0 | 0 | 0 | 0 | 0.02349 | -0.059865
1992 | 35.3125 | 0 | 0 | 0 | 0 | 0 | 0 | -0.01566 | 0.03991
1992 | 35.3229 | 0 | 0 | 0 | 0 | 0 | 0 | 0.027405 | 0.031928
1992 | 35.3333 | 0 | 0 | 0 | 0 | 0 | 0 | 0.003915 | 0
1992 | 35.3438 | 0 | 0 | 0 | 0 | 0 | 0 | 0.027405 | 0
1992 | 35.3542 | 0 | 0 | 0 | 0 | 0 | 0 | 0.01566 | 0.043901
1992 | 35.3646 | 0 | 0 | 0 | 0 | 0 | 0 | 0.019575 | 0.007982
1992 | 35.375 | 0 | 0 | 0 | 0 | 0 | 0 | 0.019575 | 0.011973
1992 | 35.3854 | 0 | 0 | 0 | 0 | 0 | 0 | 0.027405 | 0.019955
1992 | 35.3958 | 0 | 0.055874 | 0 | 0 | 0 | 0 | 0.027405 | 0.051883
1992 | 35.4063 | 0 | 0 | 0 | 0 | 0 | 0 | 0.03915 | 0.11574
1992 | 35.4167 | 0 | 0 | 0 | 0.07982 | 0 | 0 | 0.027405 | -0.023946
1992 | 35.4271 | 0 | 0 | 0 | 0 | 0 | 0 | 0.04698 | 0.043901
1992 | 35.4375 | 0 | 0 | 0 | 0 | 0 | 0 | 0.035235 | 0.095784
1992 | 35.4479 | 0 | 0 | 0 | 0 | 0 | 0 | 0.027405 | 0.051883
1992 | 35.4583 | 0 | 0 | 0 | 0 | 0 | 0 | 0.019575 | -0.023946
1992 | 35.4688 | 0 | 0 | 0 | 0 | 0 | 0 | 0.04698 | 0.007982
1992 | 35.4792 | 0 | 0 | 0 | 0 | 0 | 0 | 0.01566 | 0.059865
1992 | 35.4896 | 0 | 0 | 0 | 0 | 0 | 0 | 0.04698 | 0.10377
1992 | 35.5 | 0 | 0 | 0 | 0 | 0 | 0 | 0.02349 | -0.067847
1992 | 35.5104 | 0 | 0 | 0 | 0 | 0 | 0 | 0.03132 | 0.075829
1992 | 35.5208 | 0 | 0 | 0 | 0 | 0 | 0 | 0.04698 | 0.043901
1992 | 35.5313 | 0 | 0 | 0 | 0 | 0 | 0 | 0.011745 | 0.023946
1992 | 35.5417 | 0 | 0 | 0 | 0 | 0 | 0 | 0.05481 | -0.027937
1992 | 35.5521 | 0 | 0 | 0 | 0 | 0 | 0 | 0.035235 | 0.099775
1992 | 35.5625 | 0 | 0 | 0 | 0 | 0 | 0 | 0.03915 | 0.023946
1992 | 35.5729 | 0 | 0 | 0 | 0 | 0 | 0 | 0.027405 | 0.003991
1992 | 35.5833 | 0 | 0 | 0 | 0 | 0 | 0 | 0.027405 | 0.031928
1992 | 35.5938 | 0 | 0 | 0 | 0 | 0 | 0 | 0.02349 | 0.087802
1992 | 35.6042 | 0 | 0 | 0 | 0 | 0 | 0 | 0.03915 | 0.03991
1992 | 35.6146 | 0 | 0 | 0 | 0 | 0 | 0 | 0.03915 | -0.023946
1992 | 35.625 | 0 | 0 | 0 | 0 | 0 | 0 | 0.02349 | 0.07982
1992 | 35.6354 | 0 | 0.03991 | 0 | 0 | 0 | 0 | 0.043065 | 0.011973
1992 | 35.6458 | 0 | 0 | 0 | 0 | 0 | 0 | 0.050895 | 0.11175
1992 | 35.6563 | 0 | 0 | 0 | 0 | 0 | 0 | -0.003915 | -0.011973
1992 | 35.6667 | 0 | 0 | 0 | 0 | 0 | 0 | 0.04698 | 0.019955
1992 | 35.6771 | 0 | 0 | 0 | 0 | 0 | 0 | 0.035235 | 0.055874
1992 | 35.6875 | 0 | 0 | 0 | 0 | 0 | 0 | 0.035235 | 0.003991
1992 | 35.6979 | 0 | 0.023946 | 0 | 0 | 0 | 0 | 0.02349 | 0.031928
1992 | 35.7083 | 0 | 0 | 0 | 0 | 0 | 0 | 0.035235 | 0.099775
1992 | 35.7188 | 0 | 0 | 0 | 0 | 0 | 0 | 0.019575 | 0.031928
1992 | 35.7292 | 0 | 0 | 0 | 0 | 0 | 0 | 0.011745 | -0.051883
1992 | 35.7396 | 0 | 0 | 0 | 0 | 0 | 0 | 0.03132 | 0.055874
1992 | 35.75 | 0 | 0 | 0 | 0 | 0 | 0 | -0.00783 | 0.035919
1992 | 35.7604 | 0 | 0 | 0 | 0 | 0 | 0 | 0.01566 | -0.023946
1992 | 35.7708 | 0 | 0 | 0 | 0 | 0 | 0 | 0.003915 | 0.015964
1992 | 35.7813 | 0 | 0 | 0 | 0 | 0 | 0 | 0.027405 | 2.8422e-14
1992 | 35.7917 | 0 | 0 | 0 | 0 | 0 | 0 | -0.003915 | 0.047892
1992 | 35.8021 | 0.01566 | 0.031928 | 0 | 0 | 0 | 0 | 0.011745 | 0.003991
1992 | 35.8125 | 0 | 0 | 0 | 0 | 0 | 0 | -0.003915 | 0.003991
1992 | 35.8229 | 0 | 0.007982 | 0 | 0 | 0 | 0 | 0.011745 | 0.031928
1992 | 35.8333 | 0 | 0.007982 | 0 | 0 | 0 | 0 | 0.003915 | 0.003991
1992 | 35.8438 | 0 | 0 | 0 | 0 | 0 | 0 | 0 | 0.003991
1992 | 35.8542 | 0.00783 | 0 | 0 | 0 | 0 | 0 | -0.003915 | 0.011973
1992 | 35.8646 | 0 | 0 | 0 | 0 | 0 | 0 | 0.01566 | 0.011973
1992 | 35.875 | 0 | 0 | 0 | 0 | 0 | 0 | 0.00783 | -0.035919
1992 | 35.8854 | 0 | 0 | 0 | 0 | 0 | 0 | 0.00783 | 0.051883
1992 | 35.8958 | 0 | 0 | 0 | 0 | 0 | 0 | 0.003915 | 0.003991
1992 | 35.9063 | 0 | 0 | 0 | 0 | 0 | 0 | 0.003915 | 2.8422e-14
1992 | 35.9167 | 0 | 0 | 0 | 0 | 0 | 0 | -0.003915 | 0.003991
1992 | 35.9271 | 0 | 0.03991 | 0 | 0 | 0 | 0 | 0.01566 | 0.035919
1992 | 35.9375 | 0.00783 | 0 | 0 | 0 | 0 | 0 | -0.00783 | 0.023946
1992 | 35.9479 | 0.00783 | 0 | 0 | 0 | 0 | 0 | 0.01566 | -0.023946
1992 | 35.9583 | 0 | 0 | 0 | 0 | 0 | 0 | 0.02349 | 0.007982
1992 | 35.9688 | 0 | 0 | 0 | 0 | 0 | 0 | 0 | -0.011973
1992 | 35.9792 | 0.00783 | 0 | 0 | 0 | 0 | 0 | 0 | 0.003991
1992 | 35.9896 | 0 | 0 | 0 | 0 | 0 | 0 | 0.00783 | -0.015964
1992 | 36 | 0 | 0 | 0 | 0 | 0 | 0 | 0.003915 | 0.031928
1992 | 36.0104 | 0 | 0 | 0 | 0 | 0 | 0 | -0.003915 | 2.8422e-14
1992 | 36.0208 | 0 | 0 | 0 | 0 | 0 | 0 | 0.019575 | -0.003991
1992 | 36.0313 | 0 | 0 | 0 | 0 | 0 | 0 | -0.019575 | 0.011973
1992 | 36.0417 | 0 | 0 | 0 | 0 | 0 | 0 | -0.011745 | 0.027937
1992 | 36.0521 | 0 | 0.015964 | 0 | 0 | 0 | 0 | 0.003915 | -0.015964
1992 | 36.0625 | 0 | 0 | 0 | 0 | 0 | 0 | 0 | 0.035919
1992 | 36.0729 | 0.01566 | 0 | 0 | 0 | 0 | 0 | 0.003915 | 0.003991
1992 | 36.0833 | 0 | 0.007982 | 0 | 0 | 0 | 0 | 0 | 0.007982
1992 | 36.0938 | 0 | 0 | 0 | 0 | 0 | 0 | 0.01566 | 0.011973
1992 | 36.1042 | 0 | 0 | 0 | 0 | 0 | 0 | 0.00783 | -0.003991
1992 | 36.1146 | 0.01566 | 0 | 0 | 0 | 0 | 0 | 0.003915 | 0.007982
1992 | 36.125 | 0 | 0.015964 | 0 | 0 | 0 | 0 | 0 | 0.007982
1992 | 36.1354 | 0.00783 | 0 | 0 | 0 | 0 | 0 | 0 | 0.007982
1992 | 36.1458 | 0 | 0 | 0 | 0 | 0 | 0 | 0.00783 | -0.03991
1992 | 36.1563 | 0 | 0 | 0 | 0 | 0 | 0 | 0.003915 | 0.023946
1992 | 36.1667 | 0 | 0 | 0 | 0 | 0 | 0 | -0.003915 | 0.027937
1992 | 36.1771 | 0 | 0 | 0 | 0 | 0 | 0 | 0.003915 | 0.003991
1992 | 36.1875 | 0 | 0.007982 | 0 | 0 | 0 | 0 | 0.003915 | -0.011973
1992 | 36.1979 | 0.00783 | 0 | 0 | 0 | 0 | 0 | 0.003915 | -0.003991
1992 | 36.2083 | 0.00783 | 0 | 0 | 0 | 0 | 0 | 0.003915 | 0.023946
1992 | 36.2188 | 0.01566 | 0 | 0 | 0 | 0 | 0 | 0.00783 | -0.031928
1992 | 36.2292 | 0 | 0 | 0 | 0 | 0 | 0 | 0 | 0.035919
1992 | 36.2396 | 0 | 0 | 0 | 0 | 0 | 0 | 0 | -0.003991
1992 | 36.25 | 0.00783 | 0 | 0 | 0 | 0 | 0 | 0.003915 | -0.011973
1992 | 36.2604 | 0 | 0 | 0 | 0 | 0 | 0 | 0.01566 | 0.003991
1992 | 36.2708 | 0 | 0 | 0 | 0 | 0 | 0 | -0.00783 | 0
1992 | 36.2813 | 0 | 0.007982 | 0 | 0 | 0 | 0 | 0.003915 | 0.019955
1992 | 36.2917 | 0 | 0 | 0 | 0 | 0 | 0 | 0 | 0
1992 | 36.3021 | 0.00783 | 0 | 0 | 0 | 0 | 0 | 0.011745 | 0.003991
1992 | 36.3125 | 0.00783 | 0.031928 | 0 | 0 | 0 | 0 | -0.00783 | 0.015964
1992 | 36.3229 | 0 | 0 | 0 | 0 | 0 | 0 | 0.003915 | 0.015964
1992 | 36.3333 | 0 | 0 | 0 | 0 | 0 | 0 | -0.00783 | -0.031928
1992 | 36.3438 | 0.01566 | 0 | 0 | 0 | 0 | 0 | 0.011745 | 0.031928
1992 | 36.3542 | 0 | 0 | 0 | 0 | 0 | 0 | 0.003915 | -0.015964
1992 | 36.3646 | 0 | 0 | 0 | 0 | 0 | 0 | 0.019575 | 0.023946
1992 | 36.375 | 0 | 0 | 0 | 0 | 0 | 0 | 0 | -0.027937
1992 | 36.3854 | 0 | 0 | 0 | 0 | 0 | 0 | 0 | 0.027937
1992 | 36.3958 | 0 | 0 | 0 | 0 | 0 | 0 | 0.011745 | -0.03991
1992 | 36.4063 | 0 | 0 | 0 | 0 | 0 | 0 | 0.01566 | 0.035919
1992 | 36.4167 | 0 | 0 | 0 | 0 | 0 | 0 | 0.019575 | 0.003991
1992 | 36.4271 | 0 | 0 | 0 | 0 | 0 | 0 | 0.01566 | 2.8422e-14
1992 | 36.4375 | 0 | 0 | 0 | 0 | 0 | 0 | 0.03915 | 0.055874
1992 | 36.4479 | 0 | 0 | 0 | 0 | 0 | 0 | 0.019575 | 0.011973
1992 | 36.4583 | 0 | 0 | 0 | 0 | 0 | 0 | 0.03132 | 0.011973
1992 | 36.4688 | 0 | 0 | 0 | 0 | 0 | 0 | 0.04698 | 0.043901
1992 | 36.4792 | 0 | 0 | 0 | 0 | 0 | 0 | 0.03132 | 0.03991
1992 | 36.4896 | 0 | 0 | 0 | 0 | 0 | 0 | 0.04698 | 0.059865
1992 | 36.5 | 0 | 0 | 0 | 0 | 0 | 0 | 0.06264 | 0.011973
1992 | 36.5104 | 0 | 0 | 0 | 0 | 0 | 0 | 0.05481 | 0.063856
1992 | 36.5208 | 0 | 0 | 0 | 0 | 0 | 0 | 0.058725 | 0.043901
1992 | 36.5313 | 0 | 0 | 0 | 0 | 0 | 0 | 0.066555 | 0.075829
1992 | 36.5417 | 0 | 0 | 0 | 0 | 0 | 0 | 0.050895 | 0.059865
1992 | 36.5521 | 0 | 0 | 0 | 0 | 0 | 0 | 0.06264 | 0.051883
1992 | 36.5625 | 0 | 0 | 0 | 0 | 0 | 0 | 0.0783 | 0.083811
1992 | 36.5729 | 0 | 0 | 0 | 0 | 0 | 0 | 0.05481 | 0.051883
1992 | 36.5833 | 0 | 0 | 0 | 0 | 0 | 0 | 0.0783 | 0.055874
1992 | 36.5938 | 0 | 0 | 0 | 0 | 0 | 0 | 0.066555 | 0.067847
1992 | 36.6042 | 0 | 0 | 0 | 0 | 0 | 0 | 0.06264 | 0.051883
1992 | 36.6146 | 0 | 0 | 0 | 0 | 0 | 0 | 0.05481 | 0.063856
1992 | 36.625 | 0 | 0 | 0 | 0 | 0 | 0 | 0.058725 | 0.055874
1992 | 36.6354 | 0 | 0 | 0 | 0 | 0 | 0 | 0.074385 | 0.067847
1992 | 36.6458 | 0 | 0 | 0 | 0 | 0 | 0 | 0.043065 | 0.031928
1992 | 36.6563 | 0 | 0 | 0 | 0 | 0 | 0 | 0.06264 | 0.043901
1992 | 36.6667 | 0 | 0 | 0 | 0 | 0 | 0 | 0.050895 | 0.063856
1992 | 36.6771 | 0 | 0 | 0 | 0 | 0 | 0 | 0.043065 | 0.067847
1992 | 36.6875 | 0 | 0 | 0 | 0 | 0 | 0 | 0.01566 | 0.023946
1992 | 36.6979 | 0 | 0 | 0 | 0 | 0 | 0 | 0.05481 | 0.047892
1992 | 36.7083 | 0 | 0 | 0 | 0 | 0 | 0 | 0.01566 | 0.019955
1992 | 36.7188 | 0 | 0 | 0 | 0 | 0 | 0 | 0.03132 | 0.031928
1992 | 36.7292 | 0 | 0 | 0 | 0 | 0 | 0 | 0.02349 | 0.023946
1992 | 36.7396 | 0 | 0 | 0 | 0 | 0 | 0 | 0.02349 | 0.031928
1992 | 36.75 | 0 | 0 | 0 | 0 | 0 | 0 | 0.00783 | -0.015964
1992 | 36.7604 | 0 | 0 | 0 | 0 | 0 | 0 | 0 | 0.003991
1992 | 36.7708 | 0 | 0.015964 | 0 | 0 | 0 | 0 | -0.003915 | 0.011973
1992 | 36.7813 | 0.01566 | 0 | 0 | 0 | 0 | 0 | 0.00783 | 0.011973
1992 | 36.7917 | 0 | 0 | 0 | 0 | 0 | 0 | 0.003915 | -0.019955
1992 | 36.8021 | 0 | 0 | 0 | 0 | 0 | 0 | 0.003915 | 0.023946
1992 | 36.8125 | 0 | 0.023946 | 0 | 0 | 0 | 0 | 0 | 0
1992 | 36.8229 | 0 | 0 | 0 | 0 | 0 | 0 | 0 | 0.051883
1992 | 36.8333 | 0 | 0 | 0 | 0 | 0 | 0 | 0 | -0.047892
1992 | 36.8438 | 0.00783 | 0 | 0 | 0 | 0 | 0 | 0 | 0.015964
1992 | 36.8542 | 0 | 0.031928 | 0 | 0 | 0 | 0 | 0.003915 | 0.035919
1992 | 36.8646 | 0.00783 | 0 | 0 | 0 | 0 | 0 | 0.003915 | -0.003991
1992 | 36.875 | 0 | 0.007982 | 0 | 0 | 0 | 0 | 0 | -0.007982
1992 | 36.8854 | 0 | 0 | 0 | 0 | 0 | 0 | 0.00783 | 0.047892
1992 | 36.8958 | 0 | 0.015964 | 0 | 0 | 0 | 0 | -0.011745 | -0.023946
1992 | 36.9063 | 0 | 0 | 0 | 0 | 0 | 0 | 0 | -0.003991
1992 | 36.9167 | 0 | 0 | 0 | 0 | 0 | 0 | 0.003915 | 0.035919
1992 | 36.9271 | 0 | 0 | 0 | 0 | 0 | 0 | 0.00783 | -0.035919
1992 | 36.9375 | 0.00783 | 0 | 0 | 0 | 0 | 0 | -0.00783 | 0.023946
1992 | 36.9479 | 0 | 0.03991 | 0 | 0 | 0 | 0 | 0.011745 | -0.023946
1992 | 36.9583 | 0 | 0 | 0 | 0 | 0 | 0 | 0.01566 | 0.055874
1992 | 36.9688 | 0 | 0 | 0 | 0 | 0 | 0 | 0.027405 | -0.063856
1992 | 36.9792 | 0.09396 | 0 | 0 | 0 | 0 | 0 | 0 | 0.003991
1992 | 36.9896 | 0 | 0.031928 | 0 | 0 | 0 | 0 | -5.6843e-14 | -0.015964
1992 | 37 | 0 | 0 | 0 | 0 | 0 | 0 | 0.019575 | 0.031928
1992 | 37.0104 | 0.01566 | 0 | 0 | 0 | 0 | 0 | -0.011745 | -2.8422e-14
1992 | 37.0208 | 0 | 0 | 0 | 0 | 0 | 0 | 0.01566 | 0.003991
1992 | 37.0313 | 0 | 0.055874 | 0 | 0 | 0 | 0 | 0.01566 | 0.059865
1992 | 37.0417 | 0.01566 | 0 | 0 | 0 | 0 | 0 | -2.8422e-14 | 0.019955
1992 | 37.0521 | 0 | 0 | 0 | 0 | 0 | 0 | -0.011745 | 0.011973
1992 | 37.0625 | 0 | 0 | 0 | 0 | 0 | 0 | 0.00783 | -0.003991
1992 | 37.0729 | 0 | 0.03991 | 0 | 0 | 0 | 0 | 0.00783 | 0.019955
1992 | 37.0833 | 0 | 0 | 0 | 0 | 0 | 0 | -0.02349 | 0.003991
1992 | 37.0938 | 0 | 0 | 0 | 0 | 0 | 0 | -2.8422e-14 | 0.003991
1992 | 37.1042 | 0 | 0 | 0 | 0 | 0 | 0 | -0.00783 | -0.007982
1992 | 37.1146 | 0 | 0 | 0 | 0 | 0 | 0 | -0.011745 | -0.007982
1992 | 37.125 | 0.01566 | 0 | 0 | 0 | 0 | 0 | 0.003915 | 0
1992 | 37.1354 | 0 | 0.007982 | 0 | 0 | 0 | 0 | -0.003915 | 0.003991
1992 | 37.1458 | 0 | 0.015964 | 0 | 0 | 0 | 0 | 0.003915 | 0.011973
1992 | 37.1563 | 0 | 0 | 0 | 0 | 0 | 0 | -0.003915 | -0.019955
1992 | 37.1667 | 0.00783 | 0 | 0 | 0 | 0 | 0 | -0.003915 | 0.015964
1992 | 37.1771 | 0 | 0 | 0 | 0 | 0 | 0 | -0.003915 | -0.003991
1992 | 37.1875 | 0 | 0 | 0 | 0 | 0 | 0 | 0 | -0.015964
1992 | 37.1979 | 0 | 0 | 0 | 0 | 0 | 0 | 0 | 0.023946
1992 | 37.2083 | 0 | 0.03991 | 0 | 0 | 0 | 0 | -0.01566 | -0.015964
1992 | 37.2188 | 0.01566 | 0 | 0 | 0 | 0 | 0 | -0.003915 | 0.007982
1992 | 37.2292 | 0.03132 | 0 | 0 | 0 | 0 | 0 | 0.019575 | 0.007982
1992 | 37.2396 | 0.02349 | 0.03991 | 0 | 0 | 0 | 0 | 0.00783 | -0.011973
1992 | 37.25 | 0.02349 | 0 | 0 | 0 | 0 | 0 | 0 | 0.035919
1992 | 37.2604 | 0.03132 | 0 | 0 | 0 | 0 | 0 | -0.003915 | -0.003991
1992 | 37.2708 | 0 | 0 | 0 | 0 | 0 | 0 | 0.00783 | -0.011973
1992 | 37.2813 | 0 | 0 | 0 | 0 | 0 | 0 | 0.027405 | -0.007982
1992 | 37.2917 | 0 | 0.015964 | 0 | 0 | 0 | 0 | -0.003915 | 0.015964
1992 | 37.3021 | 0 | 0 | 0 | 0 | 0 | 0 | 0 | -0.003991
1992 | 37.3125 | 0 | 0 | 0 | 0 | 0 | 0 | 0.003915 | -0.003991
1992 | 37.3229 | 0 | 0 | 0 | 0 | 0 | 0 | -2.8422e-14 | 0.015964
1992 | 37.3333 | 0 | 0 | 0 | 0 | 0 | 0 | 0.019575 | 0.011973
1992 | 37.3438 | 0 | 0 | 0 | 0 | 0 | 0 | -0.00783 | -0.019955
1992 | 37.3542 | 0.00783 | 0 | 0 | 0 | 0 | 0 | 0.003915 | 0.007982
1992 | 37.3646 | 0.00783 | 0 | 0 | 0 | 0 | 0 | 0.003915 | 0.023946
1992 | 37.375 | 0 | 0 | 0 | 0 | 0 | 0 | 0.011745 | -0.015964
1992 | 37.3854 | 0 | 0 | 0 | 0 | 0 | 0 | 0.011745 | 0.027937
1992 | 37.3958 | 0 | 0 | 0 | 0 | 0 | 0 | 0.03132 | 0.003991
1992 | 37.4063 | 0 | 0 | 0 | 0 | 0 | 0 | 0.035235 | 0.071838
1992 | 37.4167 | 0 | 0 | 0 | 0 | 0 | 0 | 0.027405 | -0.003991
1992 | 37.4271 | 0 | 0 | 0 | 0 | 0 | 0 | 0.05481 | 0.03991
1992 | 37.4375 | 0 | 0 | 0 | 0 | 0 | 0 | 0.05481 | 0.023946
1992 | 37.4479 | 0 | 0 | 0 | 0 | 0 | 0 | 0.0783 | 0.091793
1992 | 37.4583 | 0 | 0 | 0 | 0 | 0 | 0 | 0.066555 | 0.027937
1992 | 37.4688 | 0 | 0 | 0 | 0 | 0 | 0 | 0.035235 | 0.047892
1992 | 37.4792 | 0 | 0 | 0 | 0 | 0 | 0 | 0.058725 | 0.023946
1992 | 37.4896 | 0 | 0 | 0 | 0 | 0 | 0 | 0.07047 | 0.14368
1992 | 37.5 | 0 | 0 | 0 | 0 | 0 | 0 | 0.07047 | 0.015964
1992 | 37.5104 | 0 | 0 | 0 | 0 | 0 | 0 | 0.074385 | 0.059865
1992 | 37.5208 | 0 | 0 | 0 | 0 | 0 | 0 | 0.0783 | 0.1317
1992 | 37.5313 | 0 | 0 | 0 | 0 | 0 | 0 | 0.058725 | 0.027937
1992 | 37.5417 | 0 | 0 | 0 | 0 | 0 | 0 | 0.0783 | 0.067847
1992 | 37.5521 | 0 | 0 | 0 | 0 | 0 | 0 | 0.074385 | 0.07982
1992 | 37.5625 | 0 | 0 | 0 | 0 | 0 | 0 | 0.0783 | 0.051883
1992 | 37.5729 | 0 | 0 | 0 | 0 | 0 | 0 | 0.090045 | 0.12372
1992 | 37.5833 | 0 | 0 | 0 | 0 | 0 | 0 | 0.0783 | 0.031928
1992 | 37.5938 | 0 | 0 | 0 | 0 | 0 | 0 | 0.0783 | 0.10377
1992 | 37.6042 | 0 | 0 | 0 | 0 | 0 | 0 | 0.10179 | 0.075829
1992 | 37.6146 | 0 | 0 | 0 | 0 | 0 | 0 | 0.043065 | 0.055874
1992 | 37.625 | 0 | 0 | 0 | 0 | 0 | 0 | 0.07047 | 0.051883
1992 | 37.6354 | 0 | 0 | 0 | 0 | 0 | 0 | 0.03915 | 0.11574
1992 | 37.6458 | 0 | 0 | 0 | 0 | 0 | 0 | 0.066555 | -0.015964
1992 | 37.6563 | 0 | 0 | 0 | 0 | 0 | 0 | 0.066555 | 0.087802
1992 | 37.6667 | 0 | 0 | 0 | 0 | 0 | 0 | 0.050895 | 0.035919
1992 | 37.6771 | 0 | 0 | 0 | 0 | 0 | 0 | 0.074385 | 0.055874
1992 | 37.6875 | 0 | 0 | 0 | 0 | 0 | 0 | 0.035235 | 0.03991
1992 | 37.6979 | 0 | 0 | 0 | 0 | 0 | 0 | 0.035235 | 0.055874
1992 | 37.7083 | 0 | 0 | 0 | 0 | 0 | 0 | 0.043065 | 0.015964
1992 | 37.7188 | 0 | 0 | 0 | 0 | 0 | 0 | 0.043065 | 0.083811
1992 | 37.7292 | 0 | 0.007982 | 0 | 0 | 0 | 0 | 0.019575 | 0.011973
1992 | 37.7396 | 0 | 0 | 0 | 0 | 0 | 0 | 0.027405 | 0.023946
1992 | 37.75 | 0 | 0 | 0 | 0 | 0 | 0 | 0.011745 | 0.03991
1992 | 37.7604 | 0 | 0 | 0 | 0 | 0 | 0 | 0.00783 | 0
1992 | 37.7708 | 0 | 0 | 0 | 0 | 0 | 0 | -0.00783 | -0.027937
1992 | 37.7813 | 0 | 0 | 0 | 0 | 0 | 0 | 0.003915 | 0.027937
1992 | 37.7917 | 0 | 0 | 0 | 0 | 0 | 0 | -0.003915 | 0
1992 | 37.8021 | 0 | 0 | 0 | 0 | 0 | 0 | 0.003915 | 0
1992 | 37.8125 | 0 | 0 | 0 | 0 | 0 | 0 | 0.00783 | -0.007982
1992 | 37.8229 | 0.01566 | 0 | 0 | 0 | 0 | 0 | 0.00783 | 0.007982
1992 | 37.8333 | 0 | 0 | 0 | 0 | 0 | 0 | 0 | 0.027937
1992 | 37.8438 | 0 | 0.03991 | 0 | 0 | 0 | 0 | 0.003915 | 0.015964
1992 | 37.8542 | 0 | 0.015964 | 0 | 0 | 0 | 0 | 0 | 0.007982
1992 | 37.8646 | 0 | 0 | 0 | 0 | 0 | 0 | 0 | 2.8422e-14
1992 | 37.875 | 0 | 0 | 0 | 0 | 0 | 0 | -0.003915 | 0.015964
1992 | 37.8854 | 0 | 0 | 0 | 0 | 0 | 0 | 0.003915 | -0.011973
1992 | 37.8958 | 0.00783 | 0 | 0 | 0 | 0 | 0 | 0.003915 | -0.003991
1992 | 37.9063 | 0 | 0 | 0 | 0 | 0 | 0 | 0.00783 | 0.023946
1992 | 37.9167 | 0 | 0.031928 | 0 | 0 | 0 | 0 | -0.003915 | 0.011973
1992 | 37.9271 | 0.00783 | 0 | 0 | 0 | 0 | 0 | 0 | 0.019955
1992 | 37.9375 | 0 | 0 | 0 | 0 | 0 | 0 | 0.011745 | -0.007982
1992 | 37.9479 | 0 | 0.007982 | 0 | 0 | 0 | 0 | -0.01566 | 0.011973
1992 | 37.9583 | 0 | 0 | 0 | 0 | 0 | 0 | 0.003915 | -0.019955
1992 | 37.9688 | 0 | 0 | 0 | 0 | 0 | 0 | 0 | 0.019955
1992 | 37.9792 | 0 | 0 | 0 | 0 | 0 | 0 | -0.003915 | -0.011973
1992 | 37.9896 | 0 | 0.015964 | 0 | 0 | 0 | 0 | 0.003915 | 0.007982
1992 | 38 | 0 | 0 | 0 | 0 | 0 | 0 | 0 | -0.003991
1992 | 38.0104 | 0 | 0 | 0 | 0 | 0 | 0 | 0.00783 | 0.019955
1992 | 38.0208 | 0 | 0 | 0 | 0 | 0 | 0 | 0 | 0.011973
1992 | 38.0313 | 0.00783 | 0 | 0 | 0 | 0 | 0 | 0.003915 | 0
1992 | 38.0417 | 0 | 0.031928 | 0 | 0 | 0 | 0 | -0.003915 | 0.019955
1992 | 38.0521 | 0 | 0 | 0 | 0 | 0 | 0 | 0.003915 | 0.015964
1992 | 38.0625 | 0 | 0 | 0 | 0 | 0 | 0 | 0.003915 | -0.019955
1992 | 38.0729 | 0.00783 | 0 | 0 | 0 | 0 | 0 | -0.003915 | 0.019955
1992 | 38.0833 | 0 | 0 | 0 | 0 | 0 | 0 | 0.003915 | -2.8422e-14
1992 | 38.0938 | 0 | 0 | 0 | 0 | 0 | 0 | -0.011745 | -0.011973
1992 | 38.1042 | 0 | 0 | 0 | 0 | 0 | 0 | 0.00783 | 0.019955
1992 | 38.1146 | 0 | 0.03991 | 0 | 0 | 0 | 0 | -0.003915 | 0.011973
1992 | 38.125 | 0 | 0 | 0 | 0 | 0 | 0 | 0.003915 | 0.003991
1992 | 38.1354 | 0 | 0 | 0 | 0 | 0 | 0 | -0.003915 | 0.007982
1992 | 38.1458 | 0 | 0 | 0 | 0 | 0 | 0 | -0.003915 | 0.003991
1992 | 38.1563 | 0 | 0 | 0 | 0 | 0 | 0 | 0.003915 | 0.003991
1992 | 38.1667 | 0.00783 | 0 | 0 | 0 | 0 | 0 | 0.00783 | 0.011973
1992 | 38.1771 | 0 | 0 | 0 | 0 | 0 | 0 | 0 | 0
1992 | 38.1875 | 0 | 0 | 0 | 0 | 0 | 0 | -0.00783 | 0.011973
1992 | 38.1979 | 0 | 0.015964 | 0 | 0 | 0 | 0 | 0.003915 | -2.8422e-14
1992 | 38.2083 | 0 | 0 | 0 | 0 | 0 | 0 | -0.003915 | 0.007982
1992 | 38.2188 | 0 | 0.015964 | 0 | 0 | 0 | 0 | 0.003915 | 0
1992 | 38.2292 | 0 | 0 | 0 | 0 | 0 | 0 | -0.003915 | 0.003991
1992 | 38.2396 | 0.00783 | 0 | 0 | 0 | 0 | 0 | 0.003915 | 0.023946
1992 | 38.25 | 0 | 0.015964 | 0 | 0 | 0 | 0 | -0.003915 | 0
1992 | 38.2604 | 0 | 0 | 0 | 0 | 0 | 0 | 0.00783 | 0
1992 | 38.2708 | 0 | 0 | 0 | 0 | 0 | 0 | -0.003915 | 0.003991
1992 | 38.2813 | 0 | 0 | 0 | 0 | 0 | 0 | 0.003915 | 0.003991
1992 | 38.2917 | 0.00783 | 0 | 0 | 0 | 0 | 0 | 0.00783 | -0.015964
1992 | 38.3021 | 0 | 0 | 0 | 0 | 0 | 0 | 0 | 0.03991
1992 | 38.3125 | 0.00783 | 0 | 0 | 0 | 0 | 0 | 0.003915 | -0.019955
1992 | 38.3229 | 0 | 0 | 0 | 0 | 0 | 0 | 0 | 0
1992 | 38.3333 | 0 | 0 | 0 | 0 | 0 | 0 | 0.011745 | 0
1992 | 38.3438 | 0.01566 | 0 | 0 | 0 | 0 | 0 | 0.003915 | -0.003991
1992 | 38.3542 | 0 | 0 | 0 | 0 | 0 | 0 | -0.00783 | 0.015964
1992 | 38.3646 | 0 | 0 | 0 | 0 | 0 | 0 | 0.00783 | -0.027937
1992 | 38.375 | 0 | 0 | 0 | 0 | 0 | 0 | 0.00783 | 0.015964
1992 | 38.3854 | 0 | 0.015964 | 0 | 0 | 0 | 0 | 0.003915 | 0
1992 | 38.3958 | 0 | 0 | 0 | 0 | 0 | 0 | 2.8422e-14 | 0.019955
1992 | 38.4062 | 0 | 0 | 0 | 0 | 0 | 0 | 0.011745 | -0.003991
1992 | 38.4167 | 0 | 0 | 0 | 0 | 0 | 0 | 0.027405 | 0.043901
1992 | 38.4271 | 0 | 0 | 0 | 0 | 0 | 0 | 0.027405 | 0.043901
1992 | 38.4375 | 0 | 0 | 0 | 0 | 0 | 0 | 0.027405 | 0.003991
1992 | 38.4479 | 0 | 0 | 0 | 0 | 0 | 0 | 0.027405 | 0.015964
1992 | 38.4583 | 0 | 0 | 0 | 0 | 0 | 0 | 0.04698 | 0.027937
1992 | 38.4687 | 0 | 0 | 0 | 0 | 0 | 0 | 0.03915 | 0.031928
1992 | 38.4792 | 0 | 0 | 0 | 0 | 0 | 0 | 0.03915 | 0.043901
1992 | 38.4896 | 0 | 0 | 0 | 0 | 0 | 0 | 0.050895 | 0.03991
1992 | 38.5 | 0 | 0 | 0 | 0 | 0 | 0 | 0.043065 | 0.03991
1992 | 38.5104 | 0 | 0 | 0 | 0 | 0 | 0 | 0.06264 | 0.055874
1992 | 38.5208 | 0 | 0 | 0 | 0 | 0 | 0 | 0.050895 | 0.027937
1992 | 38.5312 | 0 | 0 | 0 | 0 | 0 | 0 | 0.06264 | 0.059865
1992 | 38.5417 | 0 | 0 | 0 | 0 | 0 | 0 | 0.066555 | 0.067847
1992 | 38.5521 | 0 | 0 | 0 | 0 | 0 | 0 | 0.06264 | 0.051883
1992 | 38.5625 | 0 | 0 | 0 | 0 | 0 | 0 | 0.09396 | 0.083811
1992 | 38.5729 | 0 | 0 | 0 | 0 | 0 | 0 | 0.06264 | 0.071838
1992 | 38.5833 | 0 | 0 | 0 | 0 | 0 | 0 | 0.074385 | 0.063856
1992 | 38.5937 | 0 | 0 | 0 | 0 | 0 | 0 | 0.07047 | 0.075829
1992 | 38.6042 | 0 | 0 | 0 | 0 | 0 | 0 | 0.07047 | 0.12372
1992 | 38.6146 | 0 | 0 | 0 | 0 | 0 | 0 | 0.066555 | 0.087802
1992 | 38.625 | 0 | 0 | 0 | 0 | 0 | 0 | 0.07047 | -0.042305
1992 | 38.6354 | 0 | 0 | 0 | 0 | 0 | 0 | 0.07047 | 0.12771
1992 | 38.6458 | 0 | 0 | 0 | 0 | 0 | 0 | 0.050895 | 0.019955
1992 | 38.6562 | 0 | 0 | 0 | 0 | 0 | 0 | 0.07047 | 0.067847
1992 | 38.6667 | 0 | 0 | 0 | 0 | 0 | 0 | 0.043065 | 0.035919
1992 | 38.6771 | 0 | 0 | 0 | 0 | 0 | 0 | 0.040129 | 0.035919
1992 | 38.6875 | 0 | 0 | 0 | 0 | 0 | 0 | 0.032299 | 0.099775
1992 | 38.6979 | 0 | 0 | 0 | 0 | 0 | 0 | 0.03915 | -0.027937
1992 | 38.7083 | 0 | 0 | 0 | 0 | 0 | 0 | 0.03915 | 0.055874
1992 | 38.7187 | 0 | 0 | 0 | 0 | 0 | 0 | 0.02349 | 0.015964
1992 | 38.7292 | 0 | 0 | 0 | 0 | 0 | 0 | 0.02349 | 0.019955
1992 | 38.7396 | 0 | 0 | 0 | 0 | 0 | 0 | 0.01566 | 0.023946
1992 | 38.75 | 0 | 0 | 0 | 0 | 0 | 0 | 0.00783 | -0.015964
1992 | 38.7604 | 0 | 0 | 0 | 0 | 0 | 0 | 0.003915 | 0.027937
1992 | 38.7708 | 0.00783 | 0 | 0 | 0 | 0 | 0 | 0.003915 | 0.011973
1992 | 38.7812 | 0 | 0 | 0 | 0 | 0 | 0 | 0.003915 | -0.015964
1992 | 38.7917 | 0.00783 | 0 | 0 | 0 | 0 | 0 | 0.003915 | -0.011973
1992 | 38.8021 | 0 | 0 | 0 | 0 | 0 | 0 | 0 | 0.019955
1992 | 38.8125 | 0 | 0 | 0 | 0 | 0 | 0 | 0.003915 | 0
1992 | 38.8229 | 0 | 0.023946 | 0 | 0 | 0 | 0 | 0.003915 | 0
1992 | 38.8333 | 0.00783 | 0 | 0 | 0 | 0 | 0 | 0 | 0.031928
1992 | 38.8437 | 0 | 0 | 0 | 0 | 0 | 0 | 0 | -0.011973
1992 | 38.8542 | 0 | 0 | 0 | 0 | 0 | 0 | 0.003915 | -0.007982
1992 | 38.8646 | 0 | 0 | 0 | 0 | 0 | 0 | 0.003915 | 0.035919
1992 | 38.875 | 0 | 0 | 0 | 0 | 0 | 0 | 0.003915 | -0.023946
1992 | 38.8854 | 0 | 0 | 0 | 0 | 0 | 0 | 0 | 0.031928
1992 | 38.8958 | 0 | 0 | 0 | 0 | 0 | 0 | 0.003915 | -0.011973
1992 | 38.9062 | 0 | 0.007982 | 0 | 0 | 0 | 0 | -2.8422e-14 | -0.007982
1992 | 38.9167 | 0 | 0 | 0 | 0 | 0 | 0 | 2.8422e-14 | 0.003991
1992 | 38.9271 | 0 | 0 | 0 | 0 | 0 | 0 | -0.003915 | 0.023946
1992 | 38.9375 | 0 | 0 | 0 | 0 | 0 | 0 | 0.011745 | -0.003991
1992 | 38.9479 | 0.01566 | 0 | 0 | 0 | 0 | 0 | 0.003915 | 0.003991
1992 | 38.9583 | 0 | 0 | 0 | 0 | 0 | 0 | 0.00783 | -0.023946
1992 | 38.9687 | 0 | 0 | 0 | 0 | 0 | 0 | 0.003915 | 0.011973
1992 | 38.9792 | 0.00783 | 0 | 0 | 0 | 0 | 0 | 0.003915 | -0.003991
1992 | 38.9896 | 0.00783 | 0 | 0 | 0 | 0 | 0 | -0.003915 | 0.031928
1992 | 39 | 0 | 0.031928 | 0 | 0 | 0 | 0 | 0 | -0.015964
1992 | 39.0104 | 0 | 0 | 0 | 0 | 0 | 0 | 0 | 0.047892
1992 | 39.0208 | 0 | 0 | 0 | 0 | 0 | 0 | 0.01566 | 0
1992 | 39.0312 | 0 | 0 | 0 | 0 | 0 | 0 | -0.003915 | -0.007982
1992 | 39.0417 | 0 | 0 | 0 | 0 | 0 | 0 | 0.01566 | 0.031928
1992 | 39.0521 | 0 | 0.015964 | 0 | 0 | 0 | 0 | 0.011745 | -0.011973
1992 | 39.0625 | 0 | 0 | 0 | 0 | 0 | 0 | 0 | 0.015964
1992 | 39.0729 | 0 | 0 | 0 | 0 | 0 | 0 | 0.019575 | 0.023946
1992 | 39.0833 | 0 | 0 | 0 | 0 | 0 | 0 | 0.00783 | -0.007982
1992 | 39.0937 | 0 | 0 | 0 | 0 | 0 | 0 | 0.011745 | 0.011973
1992 | 39.1042 | 0 | 0 | 0 | 0 | 0 | 0 | 0.003915 | 0.003991
1992 | 39.1146 | 0 | 0 | 0 | 0 | 0 | 0 | -0.003915 | 0.027937
1992 | 39.125 | 0 | 0 | 0 | 0 | 0 | 0 | 0.011745 | -0.003991
1992 | 39.1354 | 0 | 0 | 0 | 0 | 0 | 0 | -0.003915 | -0.023946
1992 | 39.1458 | 0.00783 | 0 | 0 | 0 | 0 | 0 | 0.003915 | 0.051883
1992 | 39.1562 | 0 | 0 | 0 | 0 | 0 | 0 | 0.011745 | -0.031928
1992 | 39.1667 | 0 | 0 | 0 | 0 | 0 | 0 | 0.003915 | 0.027937
1992 | 39.1771 | 0 | 0.007982 | 0 | 0 | 0 | 0 | 0.003915 | -0.011973
1992 | 39.1875 | 0 | 0 | 0 | 0 | 0 | 0 | 0 | 0.027937
1992 | 39.1979 | 0.00783 | 0 | 0 | 0 | 0 | 0 | 0.00783 | 0.03991
1992 | 39.2083 | 0 | 0.055874 | 0 | 0 | 0 | 0 | -0.003915 | 0.031928
1992 | 39.2187 | 0 | 0 | 0 | 0 | 0 | 0 | 0.003915 | 0.011973
1992 | 39.2292 | 0 | 0 | 0 | 0 | 0 | 0 | 0.01566 | -0.003991
1992 | 39.2396 | 0 | 0 | 0 | 0 | 0 | 0 | -0.003915 | 0.003991
1992 | 39.25 | 0 | 0 | 0 | 0 | 0 | 0 | 0.011745 | 0.003991
1992 | 39.2604 | 0 | 0 | 0 | 0 | 0 | 0 | 0.01566 | 0.031928
1992 | 39.2708 | 0 | 0 | 0 | 0 | 0 | 0 | 0.003915 | -0.015964
1992 | 39.2812 | 0 | 0 | 0 | 0 | 0 | 0 | 0 | 0.003991
1992 | 39.2917 | 0 | 0 | 0 | 0 | 0 | 0 | -0.003915 | 0.035919
1992 | 39.3021 | 0.02349 | 0.007982 | 0 | 0 | 0 | 0 | -0.011745 | -0.043901
1992 | 39.3125 | 0 | 0 | 0 | 0 | 0 | 0 | 0.01566 | 0.015964
1992 | 39.3229 | 0 | 0 | 0 | 0 | 0 | 0 | 0.01566 | 0.031928
1992 | 39.3333 | 0 | 0 | 0 | 0 | 0 | 0 | 0.011745 | -0.011973
1992 | 39.3437 | 0 | 0 | 0 | 0 | 0 | 0 | 0.027405 | 0.023946
1992 | 39.3542 | 0 | 0 | 0 | 0 | 0 | 0 | 0.003915 | 0.003991
1992 | 39.3646 | 0.00783 | 0 | 0 | 0 | 0 | 0 | 0.011745 | 0.027937
1992 | 39.375 | 0 | 0 | 0 | 0 | 0 | 0 | 0 | -0.011973
1992 | 39.3854 | 0 | 0 | 0 | 0 | 0 | 0 | 0.01566 | -0.011973
1992 | 39.3958 | 0 | 0 | 0 | 0 | 0 | 0 | 0.003915 | 0.019955
1992 | 39.4062 | 0 | 0 | 0 | 0 | 0 | 0 | 0.035235 | 0.035919
1992 | 39.4167 | 0 | 0 | 0 | 0 | 0 | 0 | 0.00783 | 0.023946
1992 | 39.4271 | 0 | 0 | 0 | 0 | 0 | 0 | 0.01566 | -0.03991
1992 | 39.4375 | 0 | 0 | 0 | 0 | 0 | 0 | 0 | 0.047892
1992 | 39.4479 | 0 | 0 | 0 | 0 | 0 | 0 | 0.027405 | 0.007982
1992 | 39.4583 | 0 | 0.031928 | 0 | 0 | 0 | 0 | -0.011745 | 0.007982
1992 | 39.4687 | 0 | 0 | 0 | 0 | 0 | 0 | 0.043065 | 0.019955
1992 | 39.4792 | 0.05481 | 0 | 0 | 0 | 0 | 0 | 0.074385 | 0.059865
1992 | 39.4896 | 0 | 0 | 0 | 0 | 0 | 0 | 0.06264 | 0.059865
1992 | 39.5 | 0 | 0 | 0 | 0 | 0 | 0 | 0.066555 | 0.067847
1992 | 39.5104 | 0 | 0 | 0 | 0 | 0 | 0 | 0.05481 | 0.019955
1992 | 39.5208 | 0 | 0 | 0 | 0 | 0 | 0 | 0.003915 | -0.007982
1992 | 39.5312 | 0 | 0 | 0 | 0 | 0 | 0 | 0.090045 | 0.1317
1992 | 39.5417 | 0 | 0 | 0 | 0 | 0 | 0 | 0.03132 | 0.083811
1992 | 39.5521 | 0 | 0 | 0 | 0 | 0 | 0 | 0.0783 | 0
1992 | 39.5625 | 0 | 0 | 0 | 0 | 0 | 0 | 0.074385 | 0.15166
1992 | 39.5729 | 0 | 0 | 0 | 0 | 0 | 0 | 0.06264 | 0.11175
1992 | 39.5833 | 0 | 0 | 0 | 0 | 0 | 0 | 0.04698 | 0.003991
1992 | 39.5937 | 0 | 0 | 0 | 0 | 0 | 0 | 0.043065 | -0.015964
1992 | 39.6042 | 0 | 0 | 0 | 0 | 0 | 0 | 0.06264 | 0.035919
1992 | 39.6146 | 0 | 0 | 0 | 0 | 0 | 0 | 0.05481 | 0.087802
1992 | 39.625 | 0 | 0 | 0 | 0 | 0 | 0 | 0.04698 | 0.027937
1992 | 39.6354 | 0 | 0 | 0 | 0 | 0 | 0 | 0.04698 | -0.019955
1992 | 39.6458 | 0 | 0 | 0 | 0 | 0 | 0 | 0.05481 | 0.07982
1992 | 39.6562 | 0 | 0 | 0 | 0 | 0 | 0 | 0.066555 | 0.087802
1992 | 39.6667 | 0 | 0 | 0 | 0 | 0 | 0 | 0.050895 | 0.07982
1992 | 39.6771 | 0 | 0 | 0 | 0 | 0 | 0 | 0.01566 | -0.007982
1992 | 39.6875 | 0 | 0 | 0 | 0 | 0 | 0 | 0.08613 | 0.083811
1992 | 39.6979 | 0 | 0 | 0 | 0 | 0 | 0 | 0.019575 | -0.047892
1992 | 39.7083 | 0 | 0 | 0 | 0 | 0 | 0 | -0.00783 | -0.035919
1992 | 39.7187 | 0 | 0 | 0 | 0 | 0 | 0 | 0.05481 | 0.087802
1992 | 39.7292 | 0 | 0 | 0 | 0 | 0 | 0 | 0.04698 | 0.1317
1992 | 39.7396 | 0 | 0 | 0 | 0 | 0 | 0 | 0.027405 | 0.051883
1992 | 39.75 | 0 | 0 | 0 | 0 | 0 | 0 | 0.035235 | -0.035919
1992 | 39.7604 | 0 | 0 | 0 | 0 | 0 | 0 | 0.03132 | 0
1992 | 39.7708 | 0 | 0 | 0 | 0 | 0 | 0 | 0.03915 | 0.091793
1992 | 39.7812 | 0 | 0 | 0 | 0 | 0 | 0 | 0.01566 | -0.035919
1992 | 39.7917 | 0 | 0 | 0 | 0 | 0 | 0 | 0 | 0.067847
1992 | 39.8021 | 0 | 0.055874 | 0 | 0 | 0 | 0 | 0.035235 | 0.071838
1992 | 39.8125 | 0 | 0 | 0 | 0 | 0 | 0 | 0.003915 | -0.011973
1992 | 39.8229 | 0 | 0 | 0 | 0 | 0 | 0 | 0.019575 | 0.003991
1992 | 39.8333 | 0 | 0 | 0 | 0 | 0 | 0 | 0.011745 | 0.051883
1992 | 39.8437 | 0 | 0 | 0 | 0 | 0 | 0 | 0.01566 | -0.023946
1992 | 39.8542 | 0 | 0 | 0 | 0 | 0 | 0 | 0.003915 | 0.003991
1992 | 39.8646 | 0 | 0 | 0 | 0 | 0 | 0 | -0.00783 | -0.015964
1992 | 39.875 | 0 | 0 | 0 | 0 | 0 | 0 | 0.03132 | 0.059865
1992 | 39.8854 | 0 | 0 | 0 | 0 | 0 | 0 | 0.00783 | 0.007982
1992 | 39.8958 | 0 | 0 | 0 | 0 | 0 | 0 | -0.00783 | 0.003991
1992 | 39.9062 | 0 | 0 | 0 | 0 | 0 | 0 | 0.011745 | 0.019955
1992 | 39.9167 | 0 | 0 | 0 | 0 | 0 | 0 | 0.03132 | 0.015964
1992 | 39.9271 | 0 | 0 | 0 | 0 | 0 | 0 | 0.019575 | -0.019955
1992 | 39.9375 | 0 | 0 | 0 | 0 | 0 | 0 | -0.003915 | 0.015964
1992 | 39.9479 | 0 | 0 | 0 | 0 | 0 | 0 | 0.011745 | 0.063856
1992 | 39.9583 | 0.00783 | 0 | 0 | 0 | 0 | 0 | 0.003915 | -0.043901
1992 | 39.9687 | 0 | 0 | 0 | 0 | 0 | 0 | 2.8422e-14 | 0.007982
1992 | 39.9792 | 0 | 0 | 0 | 0 | 0 | 0 | 0.00783 | -0.031928
1992 | 39.9896 | 0 | 0 | 0 | 0 | 0 | 0 | 0.003915 | 0.03991
1992 | 40 | 0 | 0 | 0 | 0 | 0 | 0 | 0.01566 | 0.031928
1992 | 40.0104 | 0 | 0 | 0 | 0 | 0 | 0 | 0.003915 | 0.007982
1992 | 40.0208 | 0 | 0.03991 | 0 | 0 | 0 | 0 | 0.003915 | 0.015964
1992 | 40.0312 | 0 | 0 | 0 | 0 | 0 | 0 | 0.00783 | 0.027937
1992 | 40.0417 | 0 | 0.047892 | 0 | 0 | 0 | 0 | 0.011745 | 0.027937
1992 | 40.0521 | 0 | 0 | 0 | 0 | 0 | 0 | 0 | 0.043901
1992 | 40.0625 | 0 | 0 | 0 | 0 | 0 | 0 | 0.003915 | 0.035919
1992 | 40.0729 | 0 | 0.047892 | 0 | 0 | 0 | 0 | 0.003915 | 0.019955
1992 | 40.0833 | 0 | 0 | 0 | 0 | 0 | 0 | 0.01566 | 0.011973
1992 | 40.0937 | 0 | 0 | 0 | 0 | 0 | 0 | 0 | -0.019955
1992 | 40.1042 | 0 | 0 | 0 | 0 | 0 | 0 | 0.019575 | -0.003991
1992 | 40.1146 | 0 | 0 | 0 | 0 | 0 | 0 | 0.00783 | 0.047892
1992 | 40.125 | 0 | 0 | 0 | 0 | 0 | 0 | 0.01566 | 0.015964
1992 | 40.1354 | 0 | 0.023946 | 0 | 0 | 0 | 0 | 0 | -0.023946
1992 | 40.1458 | 0.00783 | 0.015964 | 0 | 0 | 0 | 0 | 0 | 0.007982
1992 | 40.1562 | 0.00783 | 0 | 0 | 0 | 0 | 0 | -0.003915 | 0.035919
1992 | 40.1667 | 0 | 0 | 0 | 0 | 0 | 0 | 0.00783 | 0.011973
1992 | 40.1771 | 0 | 0 | 0 | 0 | 0 | 0 | 0.003915 | -0.015964
1992 | 40.1875 | 0 | 0.007982 | 0 | 0 | 0 | 0 | 0 | 0.003991
1992 | 40.1979 | 0 | 0 | 0 | 0 | 0 | 0 | 0.003915 | 0.015964
1992 | 40.2083 | 0 | 0 | 0 | 0 | 0 | 0 | 0.011745 | -0.003991
1992 | 40.2187 | 0 | 0 | 0 | 0 | 0 | 0 | -0.003915 | 0.003991
1992 | 40.2292 | 0 | 0 | 0 | 0 | 0 | 0 | 0 | 0.003991
1992 | 40.2396 | 0 | 0 | 0 | 0 | 0 | 0 | -0.00783 | -0.003991
1992 | 40.25 | 0 | 0 | 0 | 0 | 0 | 0 | -0.00783 | -0.003991
1992 | 40.2604 | 0 | 0 | 0 | 0 | 0 | 0 | -0.003915 | -0.011973
1992 | 40.2708 | 0 | 0 | 0 | 0 | 0 | 0 | 0.011745 | 0.007982
1992 | 40.2812 | 0 | 0 | 0 | 0 | 0 | 0 | -0.003915 | -0.003991
1992 | 40.2917 | 0 | 0 | 0 | 0 | 0 | 0 | 0 | 0.007982
1992 | 40.3021 | 0 | 0 | 0 | 0 | 0 | 0 | 0 | -0.011973
1992 | 40.3125 | 0 | 0 | 0 | 0 | 0 | 0 | -0.003915 | -2.8422e-14
1992 | 40.3229 | 0 | 0 | 0 | 0 | 0 | 0 | 0.003915 | 0.027937
1992 | 40.3333 | 0.01566 | 0.03991 | 0 | 0 | 0 | 0 | 0.003915 | 0.015964
1992 | 40.3437 | 0 | 0 | 0 | 0 | 0 | 0 | 0.003915 | -0.003991
1992 | 40.3542 | 0 | 0 | 0 | 0 | 0 | 0 | -0.011745 | 0.003991
1992 | 40.3646 | 0.01566 | 0 | 0 | 0 | 0 | 0 | 0.003915 | -0.015964
1992 | 40.375 | 0.00783 | 0 | 0 | 0 | 0 | 0 | 0 | 0.007982
1992 | 40.3854 | 0 | 0 | 0 | 0 | 0 | 0 | -0.02349 | -0.035919
1992 | 40.3958 | 0 | 0 | 0 | 0 | 0 | 0 | 0.00783 | 0.007982
1992 | 40.4062 | 0 | 0 | 0 | 0 | 0 | 0 | 0.011745 | 0.035919
1992 | 40.4167 | 0 | 0.031928 | 0 | 0 | 0 | 0 | -0.01566 | 0.007982
1992 | 40.4271 | 0 | 0.023946 | 0 | 0 | 0 | 0 | 0.03132 | 0.031928
1992 | 40.4375 | 0 | 0 | 0 | 0 | 0 | 0 | 0.04698 | 0.035919
1992 | 40.4479 | 0 | 0 | 0 | 0 | 0 | 0 | 0.03915 | 0.055874
1992 | 40.4583 | 0 | 0 | 0 | 0 | 0 | 0 | 0.04698 | 0.047892
1992 | 40.4687 | 0 | 0 | 0 | 0 | 0 | 0 | 0.058725 | 0.07982
1992 | 40.4792 | 0 | 0 | 0 | 0 | 0 | 0 | 0.050895 | 0.003991
1992 | 40.4896 | 0 | 0 | 0 | 0 | 0 | 0 | 0.027405 | 0.031928
1992 | 40.5 | 0 | 0 | 0 | 0 | 0 | 0 | 0.03132 | 0.035919
1992 | 40.5104 | 0 | 0 | 0 | 0 | 0 | 0 | 0.06264 | 0.019955
1992 | 40.5208 | 0 | 0 | 0 | 0 | 0 | 0 | 0.05481 | 0.095784
1992 | 40.5312 | 0 | 0 | 0 | 0 | 0 | 0 | 0.04698 | 0.015964
1992 | 40.5417 | 0 | 0 | 0 | 0 | 0 | 0 | 0.066555 | 0.083811
1992 | 40.5521 | 0 | 0 | 0 | 0 | 0 | 0 | 0.058725 | 0.03991
1992 | 40.5625 | 0 | 0 | 0 | 0 | 0 | 0 | 0.074385 | 0.035919
1992 | 40.5729 | 0 | 0 | 0 | 0 | 0 | 0 | 0.090045 | 0.11973
1992 | 40.5833 | 0 | 0 | 0 | 0 | 0 | 0 | 0.058725 | 0.047892
1992 | 40.5937 | 0 | 0 | 0 | 0 | 0 | 0 | 0.08613 | 0.075829
1992 | 40.6042 | 0 | 0 | 0 | 0 | 0 | 0 | 0.08613 | 0.075829
1992 | 40.6146 | 0 | 0 | 0 | 0 | 0 | 0 | 0.0783 | 0.055874
1992 | 40.625 | 0 | 0 | 0 | 0 | 0 | 0 | 0.10179 | 0.091793
1992 | 40.6354 | 0 | 0 | 0 | 0 | 0 | 0 | 0.066555 | 0.07982
1992 | 40.6458 | 0 | 0 | 0 | 0 | 0 | 0 | 0.066555 | 0.063856
1992 | 40.6562 | 0 | 0 | 0 | 0 | 0 | 0 | 0.082215 | 0.055874
1992 | 40.6667 | 0 | 0 | 0 | 0 | 0 | 0 | 0.074385 | 0.043901
1992 | 40.6771 | 0 | 0 | 0 | 0 | 0 | 0 | 0.058725 | 0.071838
1992 | 40.6875 | 0 | 0 | 0 | 0 | 0 | 0 | 0.027405 | 0.011973
1992 | 40.6979 | 0 | 0 | 0 | 0 | 0 | 0 | 0.0783 | 0.095784
1992 | 40.7083 | 0 | 0 | 0 | 0 | 0 | 0 | 0.03132 | 0.043901
1992 | 40.7187 | 0 | 0 | 0 | 0 | 0 | 0 | 0.043065 | 0.031928
1992 | 40.7292 | 0 | 0 | 0 | 0 | 0 | 0 | 0.043065 | 0.003991
1992 | 40.7396 | 0 | 0 | 0 | 0 | 0 | 0 | 0.03132 | 0.03991
1992 | 40.75 | 0 | 0 | 0 | 0 | 0 | 0 | 0.011745 | 0
1992 | 40.7604 | 0 | 0 | 0 | 0 | 0 | 0 | 0.01566 | 0.027937
1992 | 40.7708 | 0 | 0 | 0 | 0 | 0 | 0 | 0.011745 | -0.015964
1992 | 40.7812 | 0 | 0 | 0 | 0 | 0 | 0 | 0.003915 | 0.003991
1992 | 40.7917 | 0 | 0.007982 | 0 | 0 | 0 | 0 | 0.003915 | 0.015964
1992 | 40.8021 | 0 | 0 | 0 | 0 | 0 | 0 | 0.003915 | 0.015964
1992 | 40.8125 | 0 | 0 | 0 | 0 | 0 | 0 | 0.003915 | 0
1992 | 40.8229 | 0.00783 | 0 | 0 | 0 | 0 | 0 | 0.00783 | 0.023946
1992 | 40.8333 | 0.00783 | 0 | 0 | 0 | 0 | 0 | -0.003915 | -0.027937
1992 | 40.8437 | 0 | 0 | 0 | 0 | 0 | 0 | 0.011745 | 0.015964
1992 | 40.8542 | 0 | 0.03991 | 0 | 0 | 0 | 0 | -0.003915 | 0.03991
1992 | 40.8646 | 0 | 0.023946 | 0 | 0 | 0 | 0 | 0 | 0.007982
1992 | 40.875 | 0 | 0.015964 | 0 | 0 | 0 | 0 | -0.011745 | -0.007982
1992 | 40.8854 | 0 | 0 | 0 | 0 | 0 | 0 | 0.003915 | 0.03991
1992 | 40.8958 | 0 | 0 | 0 | 0 | 0 | 0 | 0.011745 | -0.007982
1992 | 40.9062 | 0 | 0 | 0 | 0 | 0 | 0 | 0.011745 | 0.011973
1992 | 40.9167 | 0 | 0 | 0 | 0 | 0 | 0 | 0.00783 | 0
1992 | 40.9271 | 0 | 0 | 0 | 0 | 0 | 0 | -0.011745 | 0.003991
1992 | 40.9375 | 0 | 0 | 0 | 0 | 0 | 0 | 0.003915 | 0.019955
1992 | 40.9479 | 0 | 0 | 0 | 0 | 0 | 0 | 2.8422e-14 | 0.003991
1992 | 40.9583 | 0 | 0 | 0 | 0 | 0 | 0 | 0.00783 | -0.027937
1992 | 40.9687 | 0 | 0 | 0 | 0 | 0 | 0 | 0.00783 | 0.019955
1992 | 40.9792 | 0 | 0 | 0 | 0 | 0 | 0 | 0 | 0.011973
1992 | 40.9896 | 0 | 0 | 0 | 0 | 0 | 0 | 0 | 0.007982
1992 | 41 | 0 | 0 | 0 | 0 | 0 | 0 | -0.00783 | -0.011973
1992 | 41.0104 | 0.00783 | 0.015964 | 0 | 0 | 0 | 0 | 2.8422e-14 | 0.015964
1992 | 41.0208 | 0 | 0 | 0 | 0 | 0 | 0 | 0.00783 | 0.003991
1992 | 41.0312 | 0 | 0 | 0 | 0 | 0 | 0 | 0.00783 | 0.015964
1992 | 41.0417 | 0 | 0 | 0 | 0 | 0 | 0 | 0.00783 | -0.015964
1992 | 41.0521 | 0 | 0 | 0 | 0 | 0 | 0 | -0.003915 | -0.015964
1992 | 41.0625 | 0 | 0 | 0 | 0 | 0 | 0 | 0.011745 | 0.031928
1992 | 41.0729 | 0 | 0 | 0 | 0 | 0 | 0 | 2.8422e-14 | -0.003991
1992 | 41.0833 | 0.00783 | 0 | 0 | 0 | 0 | 0 | 0.003915 | 0.003991
1992 | 41.0937 | 0 | 0.007982 | 0 | 0 | 0 | 0 | 0.011745 | -0.003991
1992 | 41.1042 | 0.00783 | 0 | 0 | 0 | 0 | 0 | -0.003915 | 0.003991
1992 | 41.1146 | 0 | 0 | 0 | 0 | 0 | 0 | 0 | 0.011973
1992 | 41.125 | 0 | 0.007982 | 0 | 0 | 0 | 0 | 0.011745 | -2.8422e-14
1992 | 41.1354 | 0 | 0 | 0 | 0 | 0 | 0 | -0.011745 | 0
1992 | 41.1458 | 0 | 0 | 0 | 0 | 0 | 0 | 0.01566 | 0.011973
1992 | 41.1562 | 0.00783 | 0.031928 | 0 | 0 | 0 | 0 | -0.003915 | 0.019955
1992 | 41.1667 | 0 | 0 | 0 | 0 | 0 | 0 | -0.003915 | -0.011973
1992 | 41.1771 | 0 | 0 | 0 | 0 | 0 | 0 | 0.003915 | 0.003991
1992 | 41.1875 | 0 | 0 | 0 | 0 | 0 | 0 | -0.011745 | -2.8422e-14
1992 | 41.1979 | 0 | 0 | 0 | 0 | 0 | 0 | -0.00783 | 0.015964
1992 | 41.2083 | 0 | 0 | 0 | 0 | 0 | 0 | 0.01566 | 0.015964
1992 | 41.2187 | 0 | 0.023946 | 0 | 0 | 0 | 0 | 0.003915 | 0.003991
1992 | 41.2292 | 0.01566 | 0 | 0 | 0 | 0 | 0 | 0.003915 | 0.003991
1992 | 41.2396 | 0 | 0.015964 | 0 | 0 | 0 | 0 | -0.003915 | 0.015964
1992 | 41.25 | 0 | 0 | 0 | 0 | 0 | 0 | 0.00783 | -0.007982
1992 | 41.2604 | 0 | 0.015964 | 0 | 0 | 0 | 0 | 0.011745 | 0.003991
1992 | 41.2708 | 0.01566 | 0 | 0 | 0 | 0 | 0 | 0.003915 | -0.003991
1992 | 41.2812 | 0 | 0 | 0 | 0 | 0 | 0 | -0.003915 | 0.011973
1992 | 41.2917 | 0 | 0.03991 | 0 | 0 | 0 | 0 | -0.003915 | 0.027937
1992 | 41.3021 | 0.00783 | 0 | 0 | 0 | 0 | 0 | 0.003915 | -2.8422e-14
1992 | 41.3125 | 0 | 0 | 0 | 0 | 0 | 0 | -0.00783 | 0.007982
1992 | 41.3229 | 0 | 0.023946 | 0 | 0 | 0 | 0 | 0.00783 | 0.007982
1992 | 41.3333 | 0 | 0 | 0 | 0 | 0 | 0 | 0.01566 | -0.003991
1992 | 41.3437 | 0 | 0 | 0 | 0 | 0 | 0 | -0.011745 | 0.011973
1992 | 41.3542 | 0.00783 | 0 | 0 | 0 | 0 | 0 | 0 | 0.007982
1992 | 41.3646 | 0.00783 | 0 | 0 | 0 | 0 | 0 | 0 | 0.011973
1992 | 41.375 | 0 | 0 | 0 | 0 | 0 | 0 | 0.003915 | 0.003991
1992 | 41.3854 | 0 | 0 | 0 | 0 | 0 | 0 | 0.00783 | 0.003991
1992 | 41.3958 | 0 | 0 | 0 | 0 | 0 | 0 | 0.011745 | 0.003991
1992 | 41.4062 | 0 | 0 | 0 | 0 | 0 | 0 | 0.03132 | 0.015964
1992 | 41.4167 | 0 | 0 | 0 | 0 | 0 | 0 | 0.019575 | 0.043901
1992 | 41.4271 | 0 | 0 | 0 | 0 | 0 | 0 | 0.050895 | 0.031928
1992 | 41.4375 | 0 | 0 | 0 | 0 | 0 | 0 | 0.04698 | 0.03991
1992 | 41.4479 | 0 | 0 | 0 | 0 | 0 | 0 | 0.050895 | 0.019955
1992 | 41.4583 | 0 | 0 | 0 | 0 | 0 | 0 | 0.05481 | 0.047892
1992 | 41.4687 | 0 | 0 | 0 | 0 | 0 | 0 | 0.058725 | 0.075829
1992 | 41.4792 | 0 | 0 | 0 | 0 | 0 | 0 | 0.05481 | 0.035919
1992 | 41.4896 | 0 | 0 | 0 | 0 | 0 | 0 | 0.074385 | 0.047892
1992 | 41.5 | 0 | 0 | 0 | 0 | 0 | 0 | 0.058725 | 0.075829
1992 | 41.5104 | 0 | 0 | 0 | 0 | 0 | 0 | 0.074385 | 0.067847
1992 | 41.5208 | 0 | 0 | 0 | 0 | 0 | 0 | 0.0783 | 0.063856
1992 | 41.5312 | 0 | 0 | 0 | 0 | 0 | 0 | 0.0783 | 0.071838
1992 | 41.5417 | 0 | 0 | 0 | 0 | 0 | 0 | 0.05481 | 0.047892
1992 | 41.5521 | 0 | 0 | 0 | 0 | 0 | 0 | 0.0783 | 0.067847
1992 | 41.5625 | 0 | 0 | 0 | 0 | 0 | 0 | 0.11745 | 0.067847
1992 | 41.5729 | 0 | 0 | 0 | 0 | 0 | 0 | -0.05481 | 0.087802
1992 | 41.5833 | 0 | 0 | 0 | 0 | 0 | 0 | 0.15268 | 0.07982
1992 | 41.5937 | 0 | 0 | 0 | 0 | 0 | 0 | 0.08613 | 0.071838
1992 | 41.6042 | 0 | 0 | 0 | 0 | 0 | 0 | 0.07047 | 0.074632
1992 | 41.6146 | 0 | 0 | 0 | 0 | 0 | 0 | 0.10962 | 0.064654
1992 | 41.625 | 0 | 0 | 0 | 0 | 0 | 0 | 0.090045 | 0.092192
1992 | 41.6354 | 0 | 0 | 0 | 0 | 0 | 0 | 0.090045 | 0.063856
1992 | 41.6458 | 0 | 0 | 0 | 0 | 0 | 0 | 0.07047 | 0.051883
1992 | 41.6562 | 0 | 0 | 0 | 0 | 0 | 0 | 0.07047 | 0.075829
1992 | 41.6667 | 0 | 0 | 0 | 0 | 0 | 0 | 0.058725 | 0.031928
1992 | 41.6771 | 0 | 0 | 0 | 0 | 0 | 0 | 0.050895 | 0.067847
1992 | 41.6875 | 0 | 0 | 0 | 0 | 0 | 0 | 0.066555 | 0.059865
1992 | 41.6979 | 0 | 0 | 0 | 0 | 0 | 0 | 0.03915 | 0.023946
1992 | 41.7083 | 0 | 0 | 0 | 0 | 0 | 0 | 0.05481 | 0.03991
1992 | 41.7187 | 0 | 0 | 0 | 0 | 0 | 0 | 0.043065 | 0.027937
1992 | 41.7292 | 0 | 0 | 0 | 0 | 0 | 0 | 0.043065 | 0.031928
1992 | 41.7396 | 0 | 0 | 0 | 0 | 0 | 0 | 0.019575 | 0.011973
1992 | 41.75 | 0 | 0 | 0 | 0 | 0 | 0 | 0.01566 | 0.011973
1992 | 41.7604 | 0 | 0 | 0 | 0 | 0 | 0 | 0.011745 | 0.015964
1992 | 41.7708 | 0 | 0 | 0 | 0 | 0 | 0 | 0.01566 | 0.03991
1992 | 41.7812 | 0 | 0 | 0 | 0 | 0 | 0 | 0.003915 | -0.003991
1992 | 41.7917 | 0 | 0 | 0 | 0 | 0 | 0 | 0 | -0.007982
1992 | 41.8021 | 0.00783 | 0 | 0 | 0 | 0 | 0 | 0 | 0.023946
1992 | 41.8125 | 0 | 0 | 0 | 0 | 0 | 0 | 0.011745 | -0.007982
1992 | 41.8229 | 0 | 0 | 0 | 0 | 0 | 0 | 0 | 0.011973
1992 | 41.8333 | 0 | 0 | 0 | 0 | 0 | 0 | 0.011745 | -0.003991
1992 | 41.8437 | 0.00783 | 0 | 0 | 0 | 0 | 0 | 0 | -0.011973
1992 | 41.8542 | 0.00783 | 0 | 0 | 0 | 0 | 0 | 0 | 0.011973
1992 | 41.8646 | 0 | 0 | 0 | 0 | 0 | 0 | 0.00783 | 0.035919
1992 | 41.875 | 0 | 0.03991 | 0 | 0 | 0 | 0 | -0.003915 | 0.019955
1992 | 41.8854 | 0 | 0 | 0 | 0 | 0 | 0 | 0.003915 | -0.003991
1992 | 41.8958 | 0.00783 | 0.007982 | 0 | 0 | 0 | 0 | 0 | 0.031928
1992 | 41.9062 | 0 | 0.03991 | 0 | 0 | 0 | 0 | -0.003915 | 0
1992 | 41.9167 | 0.01566 | 0 | 0 | 0 | 0 | 0 | 0.003915 | 0.003991
1992 | 41.9271 | 0 | 0 | 0 | 0 | 0 | 0 | 0 | -0.003991
1992 | 41.9375 | 0 | 0 | 0 | 0 | 0 | 0 | -0.00783 | -0.011973
1992 | 41.9479 | 0 | 0 | 0 | 0 | 0 | 0 | 0.003915 | 0.003991
1992 | 41.9583 | 0 | 0 | 0 | 0 | 0 | 0 | 0.003915 | 0.015964
1992 | 41.9687 | 0.00783 | 0.007982 | 0 | 0 | 0 | 0 | 0 | -0.015964
1992 | 41.9792 | 0.00783 | 0 | 0 | 0 | 0 | 0 | -0.003915 | 0.003991
1992 | 41.9896 | 0 | 0.015964 | 0 | 0 | 0 | 0 | 0.011745 | -0.003991
1992 | 42 | 0.02349 | 0 | 0 | 0 | 0 | 0 | 0 | 0
1992 | 42.0104 | 0.00783 | 0 | 0 | 0 | 0 | 0 | -0.003915 | -0.003991
1992 | 42.0208 | 0 | 0 | 0 | 0 | 0 | 0 | -0.003915 | -0.003991
1992 | 42.0312 | 0 | 0 | 0 | 0 | 0 | 0 | 0.01566 | 0.007982
1992 | 42.0417 | 0 | 0 | 0 | 0 | 0 | 0 | -0.00783 | 0
1992 | 42.0521 | 0.00783 | 0.023946 | 0 | 0 | 0 | 0 | 0 | 0
1992 | 42.0625 | 0.00783 | 0 | 0 | 0 | 0 | 0 | 0 | 0.027937
1992 | 42.0729 | 0 | 0 | 0 | 0 | 0 | 0 | 0.00783 | -0.031928
1992 | 42.0833 | 0.01566 | 0 | 0 | 0 | 0 | 0 | 0 | -0.003991
1992 | 42.0937 | 0 | 0 | 0 | 0 | 0 | 0 | -0.00783 | 0
1992 | 42.1042 | 0 | 0 | 0 | 0 | 0 | 0 | -0.00783 | -0.015964
1992 | 42.1146 | 0.00783 | 0 | 0 | 0 | 0 | 0 | -0.003915 | 0
1992 | 42.125 | 0 | 0 | 0 | 0 | 0 | 0 | 0.003915 | 0
1992 | 42.1354 | 0 | 0.007982 | 0 | 0 | 0 | 0 | 0 | 0
1992 | 42.1458 | 0 | 0 | 0 | 0 | 0 | 0 | 0 | 0.007982
1992 | 42.1562 | 0 | 0.007982 | 0 | 0 | 0 | 0 | -0.003915 | -0.007982
1992 | 42.1667 | 0 | 0 | 0 | 0 | 0 | 0 | 0.003915 | -0.003991
1992 | 42.1771 | 0.01566 | 0.015964 | 0 | 0 | 0 | 0 | 0.00783 | 0
1992 | 42.1875 | 0 | 0 | 0 | 0 | 0 | 0 | -0.003915 | 0.019955
1992 | 42.1979 | 0 | 0.007982 | 0 | 0 | 0 | 0 | -0.011745 | 2.8422e-14
1992 | 42.2083 | 0 | 0 | 0 | 0 | 0 | 0 | 0.02349 | -0.015964
1992 | 42.2187 | 0.03132 | 0 | 0 | 0 | 0 | 0 | 0.01566 | 0.015964
1992 | 42.2292 | 0 | 0 | 0 | 0 | 0 | 0 | 0 | -0.011973
1992 | 42.2396 | 0 | 0 | 0 | 0 | 0 | 0 | 0 | 0.015964
1992 | 42.25 | 0 | 0 | 0 | 0 | 0 | 0 | 0 | -0.003991
1992 | 42.2604 | 0 | 0 | 0 | 0 | 0 | 0 | 0 | 0.015964
1992 | 42.2708 | 0.00783 | 0.015964 | 0 | 0 | 0 | 0 | 0 | -0.007982
1992 | 42.2812 | 0 | 0 | 0 | 0 | 0 | 0 | 0 | 0.011973
1992 | 42.2917 | 0.00783 | 0 | 0 | 0 | 0 | 0 | 0.003915 | -0.003991
1992 | 42.3021 | 0 | 0.03991 | 0 | 0 | 0 | 0 | -0.003915 | 0.023946
1992 | 42.3125 | 0 | 0 | 0 | 0 | 0 | 0 | -0.00783 | 0.003991
1992 | 42.3229 | 0 | 0 | 0 | 0 | 0 | 0 | 2.8422e-14 | -0.007982
1992 | 42.3333 | 0.00783 | 0.015964 | 0 | 0 | 0 | 0 | 0.00783 | 0.011973
1992 | 42.3437 | 0 | 0 | 0 | 0 | 0 | 0 | -0.003915 | -0.003991
1992 | 42.3542 | 0.00783 | 0.015964 | 0 | 0 | 0 | 0 | -0.011745 | 0.003991
1992 | 42.3646 | 0 | 0 | 0 | 0 | 0 | 0 | 0 | 0.031928
1992 | 42.375 | 0 | 0 | 0 | 0 | 0 | 0 | -0.00783 | -0.019955
1992 | 42.3854 | 0 | 0 | 0 | 0 | 0 | 0 | -0.011745 | 0.003991
1992 | 42.3958 | 0 | 0.007982 | 0 | 0 | 0 | 0 | 0 | 0.011973
1992 | 42.4062 | 0 | 0 | 0 | 0 | 0 | 0 | 0.027405 | 0.003991
1992 | 42.4167 | 0 | 0 | 0 | 0 | 0 | 0 | 0.01566 | 0.035919
1992 | 42.4271 | 0 | 0 | 0 | 0 | 0 | 0 | 0.01566 | -0.007982
1992 | 42.4375 | 0 | 0 | 0 | 0 | 0 | 0 | 0.03132 | 0.043901
1992 | 42.4479 | 0 | 0 | 0 | 0 | 0 | 0 | 0.050895 | 0.043901
1992 | 42.4583 | 0 | 0 | 0 | 0 | 0 | 0 | 0.043065 | 0.031928
1992 | 42.4687 | 0 | 0 | 0 | 0 | 0 | 0 | 0.06264 | 0.035919
1992 | 42.4792 | 0 | 0 | 0 | 0 | 0 | 0 | 0.074385 | 0.087802
1992 | 42.4896 | 0 | 0 | 0 | 0 | 0 | 0 | 0.097875 | 0.12372
1992 | 42.5 | 0 | 0 | 0 | 0 | 0 | 0 | 0.09396 | 0.023946
1992 | 42.5104 | 0 | 0 | 0 | 0 | 0 | 0 | 0.090045 | 0.099775
1992 | 42.5208 | 0 | 0 | 0 | 0 | 0 | 0 | 0.090045 | 0.091793
1992 | 42.5312 | 0 | 0 | 0 | 0 | 0 | 0 | 0.08613 | 0.03991
1992 | 42.5417 | #N/A | #N/A | #N/A | #N/A | 0 | 0 | #N/A | #N/A
1992 | 42.5521 | #N/A | #N/A | #N/A | #N/A | 0 | 0 | #N/A | #N/A
1992 | 42.5625 | #N/A | #N/A | #N/A | #N/A | 0 | 0 | #N/A | #N/A
1992 | 42.5729 | #N/A | #N/A | #N/A | #N/A | 0 | 0 | #N/A | #N/A
1992 | 42.5833 | #N/A | #N/A | #N/A | #N/A | 0 | 0 | #N/A | #N/A
1992 | 42.5937 | #N/A | #N/A | #N/A | #N/A | 0 | 0 | #N/A | #N/A
1992 | 42.6042 | #N/A | #N/A | #N/A | #N/A | 0 | 0 | #N/A | #N/A
1992 | 42.6146 | #N/A | #N/A | #N/A | #N/A | 0 | 0 | #N/A | #N/A
1992 | 42.625 | #N/A | #N/A | #N/A | #N/A | 0 | 0 | #N/A | #N/A
1992 | 42.6354 | 0 | 0 | 0 | 0 | 0 | 0 | #N/A | #N/A
1992 | 42.6458 | 0 | 0 | 0 | 0 | 0 | 0 | 0.10962 | 0.087802
1992 | 42.6562 | 0 | 0 | 0 | 0 | 0 | 0 | 0.10179 | 0.063856
1992 | 42.6667 | 0 | 0 | 0 | 0 | 0 | 0 | 0.082215 | 0.07982
1992 | 42.6771 | 0 | 0 | 0 | 0 | 0 | 0 | 0.08613 | 0.087802
1992 | 42.6875 | 0 | 0 | 0 | 0 | 0 | 0 | 0.058725 | 0.075829
1992 | 42.6979 | 0 | 0 | 0 | 0 | 0 | 0 | 0.0783 | 0.043901
1992 | 42.7083 | 0 | 0 | 0 | 0 | 0 | 0 | 0.050895 | 0.035919
1992 | 42.7187 | 0 | 0 | 0 | 0 | 0 | 0 | 0.058725 | 0.07982
1992 | 42.7292 | 0 | 0 | 0 | 0 | 0 | 0 | 0.058725 | 0.047892
1992 | 42.7396 | 0 | 0 | 0 | 0 | 0 | 0 | 0.043065 | 0.015964
1992 | 42.75 | 0 | 0 | 0 | 0 | 0 | 0 | 0.019575 | 0.019955
1992 | 42.7604 | 0 | 0 | 0 | 0 | 0 | 0 | 0.003915 | 0.03991
1992 | 42.7708 | 0 | 0.007982 | 0 | 0 | 0 | 0 | 0.02349 | 0.007982
1992 | 42.7812 | 0.00783 | 0.015964 | 0 | 0 | 0 | 0 | -0.00783 | 0.015964
1992 | 42.7917 | 0 | 0 | 0 | 0 | 0 | 0 | 0.019575 | 0
1992 | 42.8021 | 0 | 0.023946 | 0 | 0 | 0 | 0 | 0.003915 | 0.007982
1992 | 42.8125 | 0.01566 | 0 | 0 | 0 | 0 | 0 | 0.00783 | 0.027937
1992 | 42.8229 | 0 | 0 | 0 | 0 | 0 | 0 | 0.011745 | -0.007982
1992 | 42.8333 | 0 | 0 | 0 | 0 | 0 | 0 | 0 | -0.011973
1992 | 42.8437 | 0 | 0.007982 | 0 | 0 | 0 | 0 | 0.003915 | 0.015964
1992 | 42.8542 | 0 | 0.031928 | 0 | 0 | 0 | 0 | 0.003915 | -0.023946
1992 | 42.8646 | 0 | 0 | 0 | 0 | 0 | 0 | 0 | 0.07982
1992 | 42.875 | 0 | 0 | 0 | 0 | 0 | 0 | 0.003915 | -0.023946
1992 | 42.8854 | 0.01566 | 0 | 0 | 0 | 0 | 0 | -0.003915 | -0.003991
1992 | 42.8958 | 0 | 0 | 0 | 0 | 0 | 0 | 0.019575 | 0.011973
1992 | 42.9062 | 0 | 0.023946 | 0 | 0 | 0 | 0 | 0.011745 | 0.027937
1992 | 42.9167 | 0 | 0 | 0 | 0 | 0 | 0 | 0 | 0.007982
1992 | 42.9271 | 0 | 0 | 0 | 0 | 0 | 0 | 0.00783 | -0.007982
1992 | 42.9375 | 0 | 0 | 0 | 0 | 0 | 0 | -0.003915 | 0
1992 | 42.9479 | 0 | 0 | 0 | 0 | 0 | 0 | 0.00783 | 0.015964
1992 | 42.9583 | 0 | 0 | 0 | 0 | 0 | 0 | 0 | 0.015964
1992 | 42.9687 | 0.00783 | 0 | 0 | 0 | 0 | 0 | 0.003915 | -0.011973
1992 | 42.9792 | 0 | 0 | 0 | 0 | 0 | 0 | -0.003915 | 0.019955
1992 | 42.9896 | 0 | 0.007982 | 0 | 0 | 0 | 0 | 0.011745 | -0.011973
1992 | 43 | 0.02349 | 0 | 0 | 0 | 0 | 0 | 0.003915 | 0.003991
1992 | 43.0104 | 0 | 0 | 0 | 0 | 0 | 0 | 0.01566 | 0
1992 | 43.0208 | 0.02349 | 0.031928 | 0 | 0 | 0 | 0 | 0.003915 | 0.007982
1992 | 43.0312 | 0 | 0 | 0 | 0 | 0 | 0 | 0.00783 | 0.015964
1992 | 43.0417 | 0 | 0 | 0 | 0 | 0 | 0 | 0.00783 | 0
1992 | 43.0521 | 0.01566 | 0 | 0 | 0 | 0 | 0 | -0.003915 | -0.011973
1992 | 43.0625 | 0 | 0 | 0 | 0 | 0 | 0 | 0 | -0.011973
1992 | 43.0729 | 0 | 0 | 0 | 0 | 0 | 0 | 0.00783 | 0.023946
1992 | 43.0833 | 0 | 0 | 0 | 0 | 0 | 0 | 0.011745 | -0.023946
1992 | 43.0937 | 0 | 0 | 0 | 0 | 0 | 0 | -0.00783 | 0.003991
1992 | 43.1042 | 0.01566 | 0.015964 | 0 | 0 | 0 | 0 | 0.003915 | 0.031928
1992 | 43.1146 | 0 | 0.03991 | 0 | 0 | 0 | 0 | 0.00783 | 0.007982
1992 | 43.125 | 0.01566 | 0.007982 | 0 | 0 | 0 | 0 | 0.003915 | 0.011973
1992 | 43.1354 | 0 | 0 | 0 | 0 | 0 | 0 | -0.003915 | 0.007982
1992 | 43.1458 | 0.02349 | 0 | 0 | 0 | 0 | 0 | -0.003915 | 0.003991
1992 | 43.1562 | 0 | 0.007982 | 0 | 0 | 0 | 0 | -0.003915 | -0.027937
1992 | 43.1667 | 0 | 0 | 0 | 0 | 0 | 0 | 0.003915 | -0.003991
1992 | 43.1771 | 0.00783 | 0 | 0 | 0 | 0 | 0 | -0.01566 | 0.007982
1992 | 43.1875 | 0 | 0.015964 | 0 | 0 | 0 | 0 | -0.003915 | -0.015964
1992 | 43.1979 | 0.00783 | 0 | 0 | 0 | 0 | 0 | 0.003915 | 0.007982
1992 | 43.2083 | 0.01566 | 0.023946 | 0 | 0 | 0 | 0 | -0.003915 | 0.003991
1992 | 43.2187 | 0.01566 | 0 | 0 | 0 | 0 | 0 | 0 | -0.011973
1992 | 43.2292 | 0 | 0.015964 | 0 | 0 | 0 | 0 | -0.00783 | 0.007982
1992 | 43.2396 | 0.02349 | 0.023946 | 0 | 0 | 0 | 0 | -0.003915 | 0
1992 | 43.25 | 0 | 0.007982 | 0 | 0 | 0 | 0 | -0.00783 | 0
1992 | 43.2604 | 0.03132 | 0 | 0 | 0 | 0 | 0 | 0 | -0.031928
1992 | 43.2708 | 0.00783 | 0 | 0 | 0 | 0 | 0 | 0.003915 | -0.007982
1992 | 43.2812 | 0.03132 | 0.015964 | 0 | 0 | 0 | 0 | 0 | -0.011973
1992 | 43.2917 | 0.00783 | 0.015964 | 0 | 0 | 0 | 0 | -0.011745 | 0.003991
1992 | 43.3021 | 0 | 0.023946 | 0 | 0 | 0 | 0 | -0.003915 | 0
1992 | 43.3125 | 0.01566 | 0.015964 | 0 | 0 | 0 | 0 | -0.011745 | -0.015964
1992 | 43.3229 | 0.02349 | 0 | 0 | 0 | 0 | 0 | 0.003915 | -0.003991
1992 | 43.3333 | 0.02349 | 0.015964 | 0 | 0 | 0 | 0 | 0 | 0.003991
1992 | 43.3437 | 0.01566 | 0 | 0 | 0 | 0 | 0 | 0 | -0.015964
1992 | 43.3542 | 0.02349 | 0.023946 | 0 | 0 | 0 | 0 | 0 | -0.019955
1992 | 43.3646 | 0.01566 | 0 | 0 | 0 | 0 | 0 | 0 | -0.003991
1992 | 43.375 | 0.01566 | 0 | 0 | 0 | 0 | 0 | 0 | -0.007982
1992 | 43.3854 | 0 | 0 | 0 | 0 | 0 | 0 | 0 | 0.007982
1992 | 43.3958 | 0.00783 | 0 | 0 | 0 | 0 | 0 | 0 | 0.007982
1992 | 43.4062 | 0 | 0 | 0 | 0 | 0 | 0 | -0.003915 | -0.003991
1992 | 43.4167 | 0 | 0 | 0 | 0 | 0 | 0 | 0.003915 | 0.023946
1992 | 43.4271 | 0 | 0 | 0 | 0 | 0 | 0 | 0.011745 | -0.023946
1992 | 43.4375 | 0 | 0 | 0 | 0 | 0 | 0 | -0.003915 | -0.011973
1992 | 43.4479 | 0 | 0 | 0 | 0 | 0 | 0 | 0.019575 | 0.035919
1992 | 43.4583 | 0 | 0 | 0 | 0 | 0 | 0 | 0 | 0.023946
1992 | 43.4687 | 0 | 0.03991 | 0 | 0 | 0 | 0 | 0.003915 | -2.8422e-14
1992 | 43.4792 | 0 | 0 | 0 | 0 | 0 | 0 | 0.02349 | 0.035919
1992 | 43.4896 | 0 | 0 | 0 | 0 | 0 | 0 | 0.011745 | -0.007982
1992 | 43.5 | 0 | 0 | 0 | 0 | 0 | 0 | 0.02349 | 0.035919
1992 | 43.5104 | 0 | 0 | 0 | 0 | 0 | 0 | 0.003915 | 0.023946
1992 | 43.5208 | 0 | 0 | 0 | 0 | 0 | 0 | 0.027405 | 0.003991
1992 | 43.5312 | 0 | 0 | 0 | 0 | 0 | 0 | 0.019575 | 0.027937
1992 | 43.5417 | 0 | 0 | 0 | 0 | 0 | 0 | 0.03915 | 0.015964
1992 | 43.5521 | 0 | 0 | 0 | 0 | 0 | 0 | 0.035235 | 0.043901
1992 | 43.5625 | 0 | 0 | 0 | 0 | 0 | 0 | 0.03132 | 0.027937
1992 | 43.5729 | 0 | 0 | 0 | 0 | 0 | 0 | 0.050895 | 0.059865
1992 | 43.5833 | 0 | 0 | 0 | 0 | 0 | 0 | 0.03132 | 0.035919
1992 | 43.5937 | 0 | 0 | 0 | 0 | 0 | 0 | 0.03915 | 0.067847
1992 | 43.6042 | 0 | 0 | 0 | 0 | 0 | 0 | 0.05481 | 0.03991
1992 | 43.6146 | 0 | 0 | 0 | 0 | 0 | 0 | 0.04698 | 0.043901
1992 | 43.625 | 0 | 0 | 0 | 0 | 0 | 0 | 0.07047 | 0.10377
1992 | 43.6354 | 0 | 0 | 0 | 0 | 0 | 0 | 0.050895 | -2.8422e-14
1992 | 43.6458 | 0 | 0 | 0 | 0 | 0 | 0 | 0.07047 | 0.071838
1992 | 43.6562 | 0 | 0 | 0 | 0 | 0 | 0 | 0.058725 | 0.03991
1992 | 43.6667 | 0 | 0 | 0 | 0 | 0 | 0 | 0.043065 | 0.03991
1992 | 43.6771 | 0 | 0 | 0 | 0 | 0 | 0 | 0.05481 | 0.083811
1992 | 43.6875 | 0 | 0 | 0 | 0 | 0 | 0 | 0.027405 | 0.035919
1992 | 43.6979 | 0 | 0 | 0 | 0 | 0 | 0 | 0.035235 | 0.015964
1992 | 43.7083 | 0 | 0 | 0 | 0 | 0 | 0 | 0.019575 | 0.007982
1992 | 43.7187 | 0 | 0 | 0 | 0 | 0 | 0 | 0.02349 | 0.027937
1992 | 43.7292 | 0 | 0 | 0 | 0 | 0 | 0 | 0.011745 | 0.003991
1992 | 43.7396 | 0 | 0 | 0 | 0 | 0 | 0 | 0.003915 | -0.003991
1992 | 43.75 | 0 | 0 | 0 | 0 | 0 | 0 | 0.01566 | -0.015964
1992 | 43.7604 | 0 | 0 | 0 | 0 | 0 | 0 | -0.003915 | 0.043901
1992 | 43.7708 | 0 | 0 | 0 | 0 | 0 | 0 | 0.00783 | 0.023946
1992 | 43.7812 | 0 | 0 | 0 | 0 | 0 | 0 | 0 | -2.8422e-14
1992 | 43.7917 | 0 | 0.007982 | 0 | 0 | 0 | 0 | 0.011745 | -0.015964
1992 | 43.8021 | 0 | 0 | 0 | 0 | 0 | 0 | -0.00783 | 0.011973
1992 | 43.8125 | 0 | 0 | 0 | 0 | 0 | 0 | 0 | -0.015964
1992 | 43.8229 | 0 | 0 | 0 | 0 | 0 | 0 | -0.00783 | 0.015964
1992 | 43.8333 | 0 | 0 | 0 | 0 | 0 | 0 | -0.003915 | 0
1992 | 43.8437 | 0 | 0.023946 | 0 | 0 | 0 | 0 | 0 | 0.043901
1992 | 43.8542 | 0 | 0 | 0 | 0 | 0 | 0 | -0.00783 | -0.011973
1992 | 43.8646 | 0 | 0 | 0 | 0 | 0 | 0 | 0 | -0.003991
1992 | 43.875 | 0 | 0.031928 | 0 | 0 | 0 | 0 | 0.011745 | 0.003991
1992 | 43.8854 | 0.00783 | 0 | 0 | 0 | 0 | 0 | -0.003915 | 0.019955
1992 | 43.8958 | 0 | 0.015964 | 0 | 0 | 0 | 0 | 0.003915 | 0.011973
1992 | 43.9062 | 0 | 0.015964 | 0 | 0 | 0 | 0 | -0.003915 | -0.015964
1992 | 43.9167 | 0 | 0 | 0 | 0 | 0 | 0 | -0.00783 | 0.023946
1992 | 43.9271 | 0 | 0 | 0 | 0 | 0 | 0 | 0.003915 | 0
1992 | 43.9375 | 0.00783 | 0.015964 | 0 | 0 | 0 | 0 | -0.00783 | 0.019955
1992 | 43.9479 | 0.00783 | 0 | 0 | 0 | 0 | 0 | 0 | -0.03991
1992 | 43.9583 | 0.00783 | 0 | 0 | 0 | 0 | 0 | -0.00783 | -0.003991
1992 | 43.9687 | 0 | 0 | 0 | 0 | 0 | 0 | 0.00783 | 0.023946
1992 | 43.9792 | 0 | 0 | 0 | 0 | 0 | 0 | -0.003915 | 0.023946
1992 | 43.9896 | 0 | 0.055874 | 0 | 0 | 0 | 0 | 0.003915 | 0.003991
1992 | 44 | 0 | 0 | 0 | 0 | 0 | 0 | 0 | 0.011973
1992 | 44.0104 | 0.00783 | 0 | 0 | 0 | 0 | 0 | 0 | 0
1992 | 44.0208 | 0.00783 | 0.015964 | 0 | 0 | 0 | 0 | 0 | -0.011973
1992 | 44.0312 | 0 | 0 | 0 | 0 | 0 | 0 | 0 | 0.023946
1992 | 44.0417 | 0 | 0 | 0 | 0 | 0 | 0 | 0 | -0.007982
1992 | 44.0521 | 0.00783 | 0.015964 | 0 | 0 | 0 | 0 | -0.003915 | -0.003991
1992 | 44.0625 | 0.00783 | 0 | 0 | 0 | 0 | 0 | 0.003915 | -2.8422e-14
1992 | 44.0729 | 0.00783 | 0.007982 | 0 | 0 | 0 | 0 | 0 | 0.011973
1992 | 44.0833 | 0.01566 | 0 | 0 | 0 | 0 | 0 | 0 | -0.007982
1992 | 44.0937 | 0 | 0 | 0 | 0 | 0 | 0 | 0.011745 | 0.011973
1992 | 44.1042 | 0 | 0 | 0 | 0 | 0 | 0 | 0 | -2.8422e-14
1992 | 44.1146 | 0 | 0 | 0 | 0 | 0 | 0 | -0.01566 | -0.027937
1992 | 44.125 | 0 | 0 | 0 | 0 | 0 | 0 | 0.011745 | 0.007982
1992 | 44.1354 | 0 | 0.031928 | 0 | 0 | 0 | 0 | -2.8422e-14 | 0.011973
1992 | 44.1458 | 0.00783 | 0 | 0 | 0 | 0 | 0 | -0.00783 | 0.003991
1992 | 44.1562 | 0 | 0 | 0 | 0 | 0 | 0 | 0.003915 | 0.007982
1992 | 44.1667 | 0 | 0 | 0 | 0 | 0 | 0 | -0.003915 | -0.011973
1992 | 44.1771 | 0 | 0 | 0 | 0 | 0 | 0 | 0.003915 | 0.011973
1992 | 44.1875 | 0 | 0 | 0 | 0 | 0 | 0 | -0.003915 | -0.019955
1992 | 44.1979 | 0 | 0 | 0 | 0 | 0 | 0 | 0 | 0.011973
1992 | 44.2083 | 0.00783 | 0 | 0 | 0 | 0 | 0 | 0.003915 | 0.011973
1992 | 44.2187 | 0 | 0.031928 | 0 | 0 | 0 | 0 | 0 | 0.007982
1992 | 44.2292 | 0 | 0 | 0 | 0 | 0 | 0 | -0.003915 | -2.8422e-14
1992 | 44.2396 | 0.00783 | 0 | 0 | 0 | 0 | 0 | 0 | 0.003991
1992 | 44.25 | 0.02349 | 0.047892 | 0 | 0 | 0 | 0 | 0 | 0.003991
1992 | 44.2604 | 0.01566 | 0 | 0 | 0 | 0 | 0 | 0.00783 | 0.019955
1992 | 44.2708 | 0 | 0 | 0 | 0 | 0 | 0 | 0.003915 | 0.003991
1992 | 44.2812 | 0 | 0.023946 | 0 | 0 | 0 | 0 | -0.003915 | 0.015964
1992 | 44.2917 | 0 | 0 | 0 | 0 | 0 | 0 | 0.00783 | -0.019955
1992 | 44.3021 | 0.02349 | 0 | 0 | 0 | 0 | 0 | 0 | 0.03991
1992 | 44.3125 | 0 | 0 | 0 | 0 | 0 | 0 | 0.003915 | -0.023946
1992 | 44.3229 | 0 | 0 | 0 | 0 | 0 | 0 | -0.00783 | -0.011973
1992 | 44.3333 | 0 | 0 | 0 | 0 | 0 | 0 | 0.00783 | 0.011973
1992 | 44.3437 | 0 | 0 | 0 | 0 | 0 | 0 | -0.003915 | 0.003991
1992 | 44.3542 | 0.01566 | 0.007982 | 0 | 0 | 0 | 0 | 0.00783 | -0.015964
1992 | 44.3646 | 0 | 0 | 0 | 0 | 0 | 0 | 0.01566 | 0.011973
1992 | 44.375 | 0.03132 | 0 | 0 | 0 | 0 | 0 | 0.003915 | -0.035919
1992 | 44.3854 | 0 | 0 | 0 | 0 | 0 | 0 | 0.02349 | 0.031928
1992 | 44.3958 | 0 | 0 | 0 | 0 | 0 | 0 | -0.003915 | 0.007982
1992 | 44.4062 | 0.00783 | 0 | 0 | 0 | 0 | 0 | 0.027405 | 0.031928
1992 | 44.4167 | 0 | 0 | 0 | 0 | 0 | 0 | 0.03132 | 0.015964
1992 | 44.4271 | 0 | 0 | 0 | 0 | 0 | 0 | 0.035235 | 0.015964
1992 | 44.4375 | 0 | 0 | 0 | 0 | 0 | 0 | 0.050895 | 0.055874
1992 | 44.4479 | 0 | 0 | 0 | 0 | 0 | 0 | 0.04698 | 0.083811
1992 | 44.4583 | 0 | 0 | 0 | 0 | 0 | 0 | 0.050895 | 0.03991
1992 | 44.4687 | 0 | 0 | 0 | 0 | 0 | 0 | 0.050895 | 0.035919
1992 | 44.4792 | 0 | 0 | 0 | 0 | 0 | 0 | 0.06264 | 0.03991
1992 | 44.4896 | 0 | 0 | 0 | 0 | 0 | 0 | 0.066555 | 0.059865
1992 | 44.5 | 0 | 0 | 0 | 0 | 0 | 0 | 0.090045 | 0.099775
1992 | 44.5104 | 0 | 0 | 0 | 0 | 0 | 0 | 0.0783 | 0.07982
1992 | 44.5208 | 0 | 0 | 0 | 0 | 0 | 0 | 0.082215 | 0.083811
1992 | 44.5312 | 0 | 0 | 0 | 0 | 0 | 0 | 0.07047 | 0.047892
1992 | 44.5417 | 0 | 0 | 0 | 0 | 0 | 0 | 0.074385 | 0.10377
1992 | 44.5521 | 0 | 0 | 0 | 0 | 0 | 0 | 0.09396 | 0.031928
1992 | 44.5625 | 0 | 0 | 0 | 0 | 0 | 0 | 0.0783 | 0.071838
1992 | 44.5729 | 0 | 0 | 0 | 0 | 0 | 0 | 0.050895 | 0.087802
1992 | 44.5833 | 0 | 0 | 0 | 0 | 0 | 0 | 0.082215 | 0.075829
1992 | 44.5937 | 0 | 0 | 0 | 0 | 0 | 0 | 0.058725 | 0.007982
1992 | 44.6042 | 0 | 0 | 0 | 0 | 0 | 0 | 0.08613 | 0.083811
1992 | 44.6146 | 0 | 0 | 0 | 0 | 0 | 0 | 0.04698 | 0.059865
1992 | 44.625 | 0 | 0 | 0 | 0 | 0 | 0 | 0.09396 | 0.10377
1992 | 44.6354 | 0 | 0 | 0 | 0 | 0 | 0 | 0.090045 | 0.035919
1992 | 44.6458 | 0 | 0 | 0 | 0 | 0 | 0 | 0.097875 | 0.14767
1992 | 44.6562 | 0 | 0 | 0 | 0 | 0 | 0 | 0.08613 | 0.067847
1992 | 44.6667 | 0 | 0 | 0 | 0 | 0 | 0 | 0.090045 | 0.031928
1992 | 44.6771 | 0 | 0 | 0 | 0 | 0 | 0 | 0.05481 | 0.11574
1992 | 44.6875 | 0 | 0 | 0 | 0 | 0 | 0 | 0.07047 | 0.071838
1992 | 44.6979 | 0 | 0 | 0 | 0 | 0 | 0 | 0.066555 | 0.043901
1992 | 44.7083 | 0 | 0 | 0 | 0 | 0 | 0 | 0.02349 | 0
1992 | 44.7187 | 0 | 0 | 0 | 0 | 0 | 0 | 0.043065 | 0.059865
1992 | 44.7292 | 0 | 0 | 0 | 0 | 0 | 0 | 0.02349 | 0.023946
1992 | 44.7396 | 0 | 0.03991 | 0 | 0 | 0 | 0 | 0.027405 | 0.063856
1992 | 44.75 | 0 | 0 | 0 | 0 | 0 | 0 | 0.019575 | -0.011973
1992 | 44.7604 | 0 | 0 | 0 | 0 | 0 | 0 | 0.043065 | 0.023946
1992 | 44.7708 | 0 | 0 | 0 | 0 | 0 | 0 | 0.011745 | 0.003991
1992 | 44.7812 | 0 | 0 | 0 | 0 | 0 | 0 | 0.00783 | 0.019955
1992 | 44.7917 | 0 | 0 | 0 | 0 | 0 | 0 | 0.011745 | -0.003991
1992 | 44.8021 | 0 | 0 | 0 | 0 | 0 | 0 | 0.00783 | 0.015964
1992 | 44.8125 | 0 | 0 | 0 | 0 | 0 | 0 | 0 | 0.007982
1992 | 44.8229 | 0 | 0 | 0 | 0 | 0 | 0 | 0 | 0
1992 | 44.8333 | 0 | 0 | 0 | 0 | 0 | 0 | 0 | 0.015964
1992 | 44.8437 | 0 | 0 | 0 | 0 | 0 | 0 | 0.00783 | 0
1992 | 44.8542 | 0 | 0 | 0 | 0 | 0 | 0 | 0.00783 | 0.011973
1992 | 44.8646 | 0 | 0 | 0 | 0 | 0 | 0 | 0.003915 | -0.023946
1992 | 44.875 | 0 | 0 | 0 | 0 | 0 | 0 | 0.003915 | 0.035919
1992 | 44.8854 | 0.00783 | 0 | 0 | 0 | 0 | 0 | 0.011745 | -0.027937
1992 | 44.8958 | 0 | 0 | 0 | 0 | 0 | 0 | 0.00783 | 0.011973
1992 | 44.9062 | 0 | 0.015964 | 0 | 0 | 0 | 0 | 0.011745 | 0.011973
1992 | 44.9167 | 0.01566 | 0 | 0 | 0 | 0 | 0 | 2.8422e-14 | 0.023946
1992 | 44.9271 | 0 | 0 | 0 | 0 | 0 | 0 | 0.019575 | 0
1992 | 44.9375 | 0 | 0 | 0 | 0 | 0 | 0 | 0.00783 | -0.003991
1992 | 44.9479 | 0 | 0.007982 | 0 | 0 | 0 | 0 | 0.00783 | 0.007982
1992 | 44.9583 | 0 | 0 | 0 | 0 | 0 | 0 | 0 | 0.011973
1992 | 44.9687 | 0 | 0 | 0 | 0 | 0 | 0 | 0.00783 | 0.007982
1992 | 44.9792 | 0 | 0 | 0 | 0 | 0 | 0 | -0.003915 | 0.007982
1992 | 44.9896 | 0 | 0 | 0 | 0 | 0 | 0 | 0 | -0.027937
1992 | 45 | 0.00783 | 0 | 0 | 0 | 0 | 0 | 0.00783 | 0.023946
1992 | 45.0104 | 0 | 0 | 0 | 0 | 0 | 0 | 0 | 0.015964
1992 | 45.0208 | 0 | 0 | 0 | 0 | 0 | 0 | 0.003915 | -0.015964
1992 | 45.0312 | 0.00783 | 0.007982 | 0 | 0 | 0 | 0 | -0.003915 | 0.011973
1992 | 45.0417 | 0 | 0 | 0 | 0 | 0 | 0 | 0.00783 | 0
1992 | 45.0521 | 0 | 0 | 0 | 0 | 0 | 0 | 0.02349 | 0.019955
1992 | 45.0625 | 0 | 0 | 0 | 0 | 0 | 0 | -0.003915 | -2.8422e-14
1992 | 45.0729 | 0 | 0 | 0 | 0 | 0 | 0 | -0.00783 | -0.015964
1992 | 45.0833 | 0 | 0.015964 | 0 | 0 | 0 | 0 | 0.003915 | 0.007982
1992 | 45.0937 | 0 | 0 | 0 | 0 | 0 | 0 | 0.01566 | 0.023946
1992 | 45.1042 | 0 | 0 | 0 | 0 | 0 | 0 | 0 | -2.8422e-14
1992 | 45.1146 | 0 | 0 | 0 | 0 | 0 | 0 | 0.003915 | 0.007982
1992 | 45.125 | 0 | 0 | 0 | 0 | 0 | 0 | 0 | 0.011973
1992 | 45.1354 | 0 | 0.023946 | 0 | 0 | 0 | 0 | 0.00783 | 0.011973
1992 | 45.1458 | 0 | 0 | 0 | 0 | 0 | 0 | 0 | 0.011973
1992 | 45.1562 | 0.00783 | 0 | 0 | 0 | 0 | 0 | 0.003915 | -0.023946
1992 | 45.1667 | 0 | 0 | 0 | 0 | 0 | 0 | 0.011745 | 0.047892
1992 | 45.1771 | 0 | 0 | 0 | 0 | 0 | 0 | -0.003915 | -0.027937
1992 | 45.1875 | 0 | 0 | 0 | 0 | 0 | 0 | 0.00783 | 0.031928
1992 | 45.1979 | 0 | 0.015964 | 0 | 0 | 0 | 0 | 0 | -0.007982
1992 | 45.2083 | 0 | 0 | 0 | 0 | 0 | 0 | 0 | 0.023946
1992 | 45.2187 | 0 | 0 | 0 | 0 | 0 | 0 | -0.003915 | 0.047892
1992 | 45.2292 | 0 | 0 | 0 | 0 | 0 | 0 | 0.019575 | -0.095784
1992 | 45.2396 | 0 | 0 | 0 | 0 | 0 | 0 | 0 | 0.055874
1992 | 45.25 | 0.00783 | 0 | 0 | 0 | 0 | 0 | 0.00783 | 0.031928
1992 | 45.2604 | 0.01566 | 0 | 0 | 0 | 0 | 0 | 0.00783 | 0.023946
1992 | 45.2708 | 0 | 0.03991 | 0 | 0 | 0 | 0 | 0.02349 | 0.019955
1992 | 45.2812 | 0 | 0 | 0 | 0 | 0 | 0 | -0.011745 | -0.003991
1992 | 45.2917 | 0 | 0 | 0 | 0 | 0 | 0 | 0.003915 | 0.015964
1992 | 45.3021 | 0 | 0 | 0 | 0 | 0 | 0 | 0.003915 | -0.095784
1992 | 45.3125 | 0 | 0 | 0 | 0 | 0 | 0 | 0.03132 | 0.11973
1992 | 45.3229 | 0 | 0.063856 | 0 | 0 | 0 | 0 | 0.02349 | 0.099775
1992 | 45.3333 | 0 | 0 | 0 | 0 | 0 | 0 | 0.027405 | -0.067847
1992 | 45.3437 | 0 | 0 | 0 | 0 | 0 | 0 | -0.00783 | 0.043901
1992 | 45.3542 | 0 | 0 | 0 | 0 | 0 | 0 | 0.003915 | 0.031928
1992 | 45.3646 | 0 | 0.015964 | 0 | 0 | 0 | 0 | 0.01566 | -0.007982
1992 | 45.375 | 0 | 0 | 0 | 0 | 0 | 0 | 0.03132 | 0.047892
1992 | 45.3854 | 0 | 0 | 0 | 0 | 0 | 0 | 0.019575 | 0.015964
1992 | 45.3958 | 0 | 0 | 0 | 0 | 0 | 0 | 0.03132 | -0.083811
1992 | 45.4062 | 0 | 0 | 0 | 0 | 0 | 0 | 0.06264 | 0.075829
1992 | 45.4167 | 0 | 0 | 0 | 0 | 0 | 0 | 0.058725 | -0.059865
1992 | 45.4271 | 0 | 0 | 0 | 0 | 0 | 0 | 0.02349 | 0.1756
1992 | 45.4375 | 0 | 0 | 0 | 0 | 0 | 0 | 0.090045 | 0.091793
1992 | 45.4479 | 0 | 0 | 0 | 0 | 0 | 0 | 0.03915 | 0.13569
1992 | 45.4583 | 0 | 0 | 0 | 0 | 0 | 0 | 0.15268 | 0.18359
1992 | 45.4687 | 0 | 0 | 0 | 0 | 0 | 0 | 0.10179 | -0.059865
1992 | 45.4792 | 0 | 0 | 0 | 0 | 0 | 0 | 0.11745 | 0.15964
1992 | 45.4896 | 0 | 0 | 0 | 0 | 0 | 0 | 0.11745 | 0.13968
1992 | 45.5 | 0 | 0 | 0 | 0 | 0 | 0 | 0.13703 | 0.091793
1992 | 45.5104 | 0 | 0 | 0 | 0 | 0 | 0 | 0.14877 | 0.13968
1992 | 45.5208 | 0 | 0 | 0 | 0 | 0 | 0 | 0.11354 | 0.11175
1992 | 45.5312 | 0 | 0 | 0 | 0 | 0 | 0 | 0.13311 | 0.07982
1992 | 45.5417 | 0 | 0 | 0 | 0 | 0 | 0 | 0.13311 | 0.11973
1992 | 45.5521 | 0 | 0 | 0 | 0 | 0 | 0 | 0.14485 | 0.16762
1992 | 45.5625 | 0 | 0 | 0 | 0 | 0 | 0 | 0.13311 | 0.043901
1992 | 45.5729 | 0 | 0 | 0 | 0 | 0 | 0 | 0.15269 | 0.10377
1992 | 45.5833 | 0 | 0 | 0 | 0 | 0 | 0 | 0.12528 | 0.2674
1992 | 45.5937 | 0 | 0 | 0 | 0 | 0 | 0 | 0.15269 | 0.043901
1992 | 45.6042 | 0 | 0 | 0 | 0 | 0 | 0 | 0.12136 | 0.17161
1992 | 45.6146 | 0 | 0 | 0 | 0 | 0 | 0 | 0.16052 | 0.10776
1992 | 45.625 | 0 | 0 | 0 | 0 | 0 | 0 | 0.13702 | 0.10776
1992 | 45.6354 | 0 | 0 | 0 | 0 | 0 | 0 | 0.12136 | 0.10377
1992 | 45.6458 | 0 | 0 | 0 | 0 | 0 | 0 | 0.13311 | 0.12372
1992 | 45.6562 | 0 | 0 | 0 | 0 | 0 | 0 | 0.10962 | 0.067847
1992 | 45.6667 | 0 | 0 | 0 | 0 | 0 | 0 | 0.10962 | 0.1317
1992 | 45.6771 | 0 | 0 | 0 | 0 | 0 | 0 | 0.10571 | 0.12372
1992 | 45.6875 | 0 | 0 | 0 | 0 | 0 | 0 | 0.06264 | 0.047892
1992 | 45.6979 | 0 | 0 | 0 | 0 | 0 | 0 | 0.082215 | 0.067847
1992 | 45.7083 | 0 | 0 | 0 | 0 | 0 | 0 | 0.082215 | 0.075829
1992 | 45.7187 | 0 | 0 | 0 | 0 | 0 | 0 | 0.058725 | 0.023946
1992 | 45.7292 | 0 | 0 | 0 | 0 | 0 | 0 | 0.058725 | 0.071838
1992 | 45.7396 | 0 | 0 | 0 | 0 | 0 | 0 | 0.05481 | 0.043901
1992 | 45.75 | 0 | 0 | 0 | 0 | 0 | 0 | 0.043065 | 0.023946
1992 | 45.7604 | 0 | 0 | 0 | 0 | 0 | 0 | 0.019575 | 0.019955
1992 | 45.7708 | 0 | 0 | 0 | 0 | 0 | 0 | 0.02349 | 0.043901
1992 | 45.7812 | 0 | 0 | 0 | 0 | 0 | 0 | 0.003915 | 0.007982
1992 | 45.7917 | 0 | 0 | 0 | 0 | 0 | 0 | 0.01566 | -0.003991
1992 | 45.8021 | 0 | 0 | 0 | 0 | 0 | 0 | 0 | -0.011973
1992 | 45.8125 | 0 | 0 | 0 | 0 | 0 | 0 | 0.00783 | 0.011973
1992 | 45.8229 | 0 | 0 | 0 | 0 | 0 | 0 | -0.003915 | 0.019955
1992 | 45.8333 | 0 | 0 | 0 | 0 | 0 | 0 | 0.003915 | -0.011973
1992 | 45.8437 | 0 | 0 | 0 | 0 | 0 | 0 | 0 | 0.035919
1992 | 45.8542 | 0 | 0.031928 | 0 | 0 | 0 | 0 | 0 | 0.003991
1992 | 45.8646 | 0 | 0 | 0 | 0 | 0 | 0 | 0.003915 | 0.007982
1992 | 45.875 | 0 | 0 | 0 | 0 | 0 | 0 | 0.011745 | 0.027937
1992 | 45.8854 | 0 | 0 | 0 | 0 | 0 | 0 | -0.011745 | -0.043901
1992 | 45.8958 | 0 | 0 | 0 | 0 | 0 | 0 | 0.003915 | 0.027937
1992 | 45.9062 | 0 | 0.015964 | 0 | 0 | 0 | 0 | 0.00783 | 0.011973
1992 | 45.9167 | 0 | 0 | 0 | 0 | 0 | 0 | -0.00783 | 0.003991
1992 | 45.9271 | 0 | 0 | 0 | 0 | 0 | 0 | 2.8422e-14 | -0.015964
1992 | 45.9375 | 0 | 0 | 0 | 0 | 0 | 0 | 0.00783 | 0.035919
1992 | 45.9479 | 0 | 0 | 0 | 0 | 0 | 0 | 0.003915 | 0.003991
1992 | 45.9583 | 0 | 0 | 0 | 0 | 0 | 0 | 0.003915 | -0.023946
1992 | 45.9687 | 0 | 0 | 0 | 0 | 0 | 0 | 0.00783 | 0.027937
1992 | 45.9792 | 0.00783 | 0 | 0 | 0 | 0 | 0 | 0.00783 | -0.011973
1992 | 45.9896 | 0 | 0 | 0 | 0 | 0 | 0 | 0.00783 | 0.015964
1992 | 46 | 0 | 0.047892 | 0 | 0 | 0 | 0 | -2.8422e-14 | 0.055874
1992 | 46.0104 | 0.00783 | 0 | 0 | 0 | 0 | 0 | 0 | -0.011973
1992 | 46.0208 | 0 | 0 | 0 | 0 | 0 | 0 | 0 | 0.007982
1992 | 46.0312 | 0 | 0.023946 | 0 | 0 | 0 | 0 | 0.003915 | 0.019955
1992 | 46.0417 | 0 | 0 | 0 | 0 | 0 | 0 | 0 | -0.011973
1992 | 46.0521 | 0 | 0 | 0 | 0 | 0 | 0 | 0.00783 | 0.007982
1992 | 46.0625 | 0 | 0 | 0 | 0 | 0 | 0 | -0.00783 | 0.003991
1992 | 46.0729 | 0 | 0.007982 | 0 | 0 | 0 | 0 | 0 | 0.007982
1992 | 46.0833 | 0 | 0 | 0 | 0 | 0 | 0 | 0.003915 | 0.019955
1992 | 46.0937 | 0 | 0 | 0 | 0 | 0 | 0 | 0 | -0.011973
1992 | 46.1042 | 0 | 0.015964 | 0 | 0 | 0 | 0 | 0 | 0
1992 | 46.1146 | 0 | 0 | 0 | 0 | 0 | 0 | -0.003915 | 0.007982
1992 | 46.125 | 0 | 0.007982 | 0 | 0 | 0 | 0 | 0.003915 | -0.003991
1992 | 46.1354 | 0 | 0 | 0 | 0 | 0 | 0 | 0 | 0.007982
1992 | 46.1458 | 0 | 0 | 0 | 0 | 0 | 0 | 0 | 0.015964
1992 | 46.1562 | 0 | 0.015964 | 0 | 0 | 0 | 0 | 0 | 0.007982
1992 | 46.1667 | 0 | 0 | 0 | 0 | 0 | 0 | 0 | -0.011973
1992 | 46.1771 | 0 | 0 | 0 | 0 | 0 | 0 | 0 | 0.011973
1992 | 46.1875 | 0 | 0.015964 | 0 | 0 | 0 | 0 | 0 | -0.007982
1992 | 46.1979 | 0.00783 | 0 | 0 | 0 | 0 | 0 | 0 | 0.019955
1992 | 46.2083 | 0 | 0 | 0 | 0 | 0 | 0 | -0.011745 | 0.019955
1992 | 46.2187 | 0 | 0.015964 | 0 | 0 | 0 | 0 | 0.00783 | -0.003991
1992 | 46.2292 | 0 | 0 | 0 | 0 | 0 | 0 | 0 | 0.003991
1992 | 46.2396 | 0 | 0 | 0 | 0 | 0 | 0 | 0.003915 | 0
1992 | 46.25 | 0 | 0 | 0 | 0 | 0 | 0 | 0 | 0
1992 | 46.2604 | 0 | 0 | 0 | 0 | 0 | 0 | 0.003915 | 0.015964
1992 | 46.2708 | 0 | 0 | 0 | 0 | 0 | 0 | 0 | -0.031928
1992 | 46.2812 | 0 | 0 | 0 | 0 | 0 | 0 | 0.003915 | 0.063856
1992 | 46.2917 | 0 | 0.007982 | 0 | 0 | 0 | 0 | 0 | -0.043901
1992 | 46.3021 | 0 | 0 | 0 | 0 | 0 | 0 | 0.011745 | 0.007982
1992 | 46.3125 | 0 | 0 | 0 | 0 | 0 | 0 | -0.003915 | 0.003991
1992 | 46.3229 | 0.00783 | 0.015964 | 0 | 0 | 0 | 0 | 0.003915 | 0.011973
1992 | 46.3333 | 0 | 0 | 0 | 0 | 0 | 0 | 0.00783 | 0.007982
1992 | 46.3437 | 0.00783 | 0 | 0 | 0 | 0 | 0 | 0.003915 | -0.011973
1992 | 46.3542 | 0 | 0 | 0 | 0 | 0 | 0 | 0.011745 | 0.015964
1992 | 46.3646 | 0 | 0 | 0 | 0 | 0 | 0 | -0.01566 | 0.011973
1992 | 46.375 | 0 | 0 | 0 | 0 | 0 | 0 | 0.00783 | -0.019955
1992 | 46.3854 | 0 | 0 | 0 | 0 | 0 | 0 | 0.011745 | 0.007982
1992 | 46.3958 | 0 | 0.007982 | 0 | 0 | 0 | 0 | 0.02349 | -2.8422e-14
1992 | 46.4062 | 0 | 0.055874 | 0 | 0 | 0 | 0 | 0.019575 | 0.099775
1992 | 46.4167 | 0 | 0 | 0 | 0 | 0 | 0 | 0.02349 | 0.055874
1992 | 46.4271 | 0 | 0 | 0 | 0 | 0 | 0 | 0.03132 | 0.031928
1992 | 46.4375 | 0 | 0 | 0 | 0 | 0 | 0 | 0.05481 | 0.027937
1992 | 46.4479 | 0 | 0 | 0 | 0 | 0 | 0 | 0.03915 | 0.015964
1992 | 46.4583 | 0 | 0 | 0 | 0 | 0 | 0 | 0.058725 | 0.083811
1992 | 46.4687 | 0 | 0 | 0 | 0 | 0 | 0 | 0.058725 | 0.035919
1992 | 46.4792 | 0 | 0 | 0 | 0 | 0 | 0 | 0.06264 | 0.067847
1992 | 46.4896 | 0 | 0 | 0 | 0 | 0 | 0 | 0.074385 | 0.051883
1992 | 46.5 | 0 | 0 | 0 | 0 | 0 | 0 | 0.09396 | 0.12771
1992 | 46.5104 | 0 | 0 | 0 | 0 | 0 | 0 | 0.08613 | 0.031928
1992 | 46.5208 | 0 | 0 | 0 | 0 | 0 | 0 | 0.097875 | 0.10776
1992 | 46.5312 | 0 | 0 | 0 | 0 | 0 | 0 | 0.097875 | 0.095784
1992 | 46.5417 | 0 | 0 | 0 | 0 | 0 | 0 | 0.090045 | 0.055874
1992 | 46.5521 | 0 | 0 | 0 | 0 | 0 | 0 | 0.1292 | 0.12372
1992 | 46.5625 | 0 | 0 | 0 | 0 | 0 | 0 | 0.10179 | 0.13968
1992 | 46.5729 | 0 | 0 | 0 | 0 | 0 | 0 | 0.11745 | 0.091793
1992 | 46.5833 | 0 | 0 | 0 | 0 | 0 | 0 | 0.08613 | 0.087802
1992 | 46.5937 | 0 | 0 | 0 | 0 | 0 | 0 | 0.12136 | 0.095784
1992 | 46.6042 | 0 | 0 | 0 | 0 | 0 | 0 | 0.10571 | 0.11973
1992 | 46.6146 | 0 | 0 | 0 | 0 | 0 | 0 | 0.097875 | 0.083811
1992 | 46.625 | 0 | 0 | 0 | 0 | 0 | 0 | 0.1057 | 0.091793
1992 | 46.6354 | 0 | 0 | 0 | 0 | 0 | 0 | 0.11745 | 0.13569
1992 | 46.6458 | 0 | 0 | 0 | 0 | 0 | 0 | 0.097875 | 0.051883
1992 | 46.6562 | 0 | 0 | 0 | 0 | 0 | 0 | 0.074385 | 0.10776
1992 | 46.6667 | 0 | 0 | 0 | 0 | 0 | 0 | 0.08613 | 0.047892
1992 | 46.6771 | 0 | 0 | 0 | 0 | 0 | 0 | 0.082215 | 0.10776
1992 | 46.6875 | 0 | 0 | 0 | 0 | 0 | 0 | 0.097875 | 0.071838
1992 | 46.6979 | 0 | 0 | 0 | 0 | 0 | 0 | 0.050895 | 0.059865
1992 | 46.7083 | 0 | 0 | 0 | 0 | 0 | 0 | 0.066555 | 0.023946
1992 | 46.7187 | 0 | 0 | 0 | 0 | 0 | 0 | 0.074385 | 0.095784
1992 | 46.7292 | 0 | 0 | 0 | 0 | 0 | 0 | 0.050895 | 0.019955
1992 | 46.7396 | 0 | 0 | 0 | 0 | 0 | 0 | 0.043065 | 0.03991
1992 | 46.75 | 0 | 0 | 0 | 0 | 0 | 0 | 0.03132 | 0.043901
1992 | 46.7604 | 0 | 0 | 0 | 0 | 0 | 0 | 0.00783 | -0.007982
1992 | 46.7708 | 0 | 0 | 0 | 0 | 0 | 0 | 0.01566 | 0.019955
1992 | 46.7812 | 0 | 0 | 0 | 0 | 0 | 0 | 0.003915 | 0.035919
1992 | 46.7917 | 0 | 0 | 0 | 0 | 0 | 0 | 0.00783 | 0.015964
1992 | 46.8021 | 0 | 0 | 0 | 0 | 0 | 0 | 0.00783 | -0.035919
1992 | 46.8125 | 0 | 0 | 0 | 0 | 0 | 0 | 0.01566 | 0.023946
1992 | 46.8229 | 0 | 0 | 0 | 0 | 0 | 0 | 0 | 0.023946
1992 | 46.8333 | 0 | 0.015964 | 0 | 0 | 0 | 0 | 0 | 0.003991
1992 | 46.8437 | 0 | 0 | 0 | 0 | 0 | 0 | 0.02349 | -0.007982
1992 | 46.8542 | 0 | 0 | 0 | 0 | 0 | 0 | -2.8422e-14 | 0.035919
1992 | 46.8646 | 0 | 0 | 0 | 0 | 0 | 0 | 0.00783 | -0.019955
1992 | 46.875 | 0 | 0 | 0 | 0 | 0 | 0 | 0.027405 | 0.043901
1992 | 46.8854 | 0 | 0 | 0 | 0 | 0 | 0 | -0.003915 | -0.027937
1992 | 46.8958 | 0 | 0 | 0 | 0 | 0 | 0 | 0 | 0.023946
1992 | 46.9062 | 0 | 0 | 0 | 0 | 0 | 0 | 0.01566 | -0.019955
1992 | 46.9167 | 0 | 0 | 0 | 0 | 0 | 0 | 0.011745 | 0.075829
1992 | 46.9271 | 0 | 0 | 0 | 0 | 0 | 0 | 0 | -0.043901
1992 | 46.9375 | 0 | 0 | 0 | 0 | 0 | 0 | 0.01566 | 0.043901
1992 | 46.9479 | 0 | 0 | 0 | 0 | 0 | 0 | 0.011745 | -0.003991
1992 | 46.9583 | 0 | 0.015964 | 0 | 0 | 0 | 0 | 0.011745 | 0.023946
1992 | 46.9687 | 0 | 0 | 0 | 0 | 0 | 0 | 0 | -0.019955
1992 | 46.9792 | 0 | 0 | 0 | 0 | 0 | 0 | 0.003915 | 0.019955
1992 | 46.9896 | 0 | 0 | 0 | 0 | 0 | 0 | 0.003915 | 0.031928
1992 | 47 | 0 | 0 | 0 | 0 | 0 | 0 | 0.003915 | -0.023946
1992 | 47.0104 | 0.00783 | 0 | 0 | 0 | 0 | 0 | 0.00783 | 0.007982
1992 | 47.0208 | 0.01566 | 0 | 0 | 0 | 0 | 0 | 0.00783 | -0.015964
1992 | 47.0312 | 0 | 0 | 0 | 0 | 0 | 0 | 0.00783 | 0.019955
1992 | 47.0417 | 0 | 0 | 0 | 0 | 0 | 0 | 0.003915 | 0.019955
1992 | 47.0521 | 0 | 0 | 0 | 0 | 0 | 0 | 0.011745 | 0
1992 | 47.0625 | 0 | 0 | 0 | 0 | 0 | 0 | 0.019575 | 0.015964
1992 | 47.0729 | 0 | 0.023946 | 0 | 0 | 0 | 0 | -0.00783 | -0.003991
1992 | 47.0833 | 0 | 0 | 0 | 0 | 0 | 0 | 0 | 0.031928
1992 | 47.0937 | 0 | 0 | 0 | 0 | 0 | 0 | 0 | -0.007982
1992 | 47.1042 | 0 | 0 | 0 | 0 | 0 | 0 | 0.019575 | 0.015964
1992 | 47.1146 | 0 | 0 | 0 | 0 | 0 | 0 | 0 | -0.015964
1992 | 47.125 | 0 | 0 | 0 | 0 | 0 | 0 | 0 | -0.019955
1992 | 47.1354 | 0 | 0 | 0 | 0 | 0 | 0 | 0.003915 | 0.083811
1992 | 47.1458 | 0 | 0 | 0 | 0 | 0 | 0 | 0.003915 | 0
1992 | 47.1562 | 0 | 0 | 0 | 0 | 0 | 0 | 0.01566 | 0.019955
1992 | 47.1667 | 0 | 0.031928 | 0 | 0 | 0 | 0 | -0.011745 | 0.003991
1992 | 47.1771 | 0 | 0 | 0 | 0 | 0 | 0 | 0.011745 | 0.019955
1992 | 47.1875 | 0 | 0 | 0 | 0 | 0 | 0 | 0.00783 | -0.023946
1992 | 47.1979 | 0 | 0 | 0 | 0 | 0 | 0 | 0.003915 | 0.023946
1992 | 47.2083 | 0 | 0 | 0 | 0 | 0 | 0 | 0.003915 | -0.031928
1992 | 47.2187 | 0 | 0 | 0 | 0 | 0 | 0 | 0.011745 | 0
1992 | 47.2292 | 0 | 0 | 0 | 0 | 0 | 0 | -0.003915 | 0.011973
1992 | 47.2396 | 0 | 0 | 0 | 0 | 0 | 0 | 0.00783 | 0.015964
1992 | 47.25 | 0 | 0 | 0 | 0 | 0 | 0 | -0.003915 | -0.007982
1992 | 47.2604 | 0 | 0 | 0 | 0 | 0 | 0 | 0.003915 | 0.003991
1992 | 47.2708 | 0 | 0 | 0 | 0 | 0 | 0 | 0.003915 | -0.011973
1992 | 47.2812 | 0 | 0 | 0 | 0 | 0 | 0 | 0.003915 | 0.027937
1992 | 47.2917 | 0.00783 | 0.031928 | 0 | 0 | 0 | 0 | 0 | 0.023946
1992 | 47.3021 | 0 | 0 | 0 | 0 | 0 | 0 | 0.00783 | 0
1992 | 47.3125 | 0 | 0 | 0 | 0 | 0 | 0 | -0.003915 | 0.023946
1992 | 47.3229 | 0 | 0.007982 | 0 | 0 | 0 | 0 | 0.003915 | -0.027937
1992 | 47.3333 | 0 | 0 | 0 | 0 | 0 | 0 | 0.00783 | 0.019955
1992 | 47.3437 | 0 | 0.007982 | 0 | 0 | 0 | 0 | 0.00783 | 0.007982
1992 | 47.3542 | 0 | 0 | 0 | 0 | 0 | 0 | 0 | -0.015964
1992 | 47.3646 | 0 | 0 | 0 | 0 | 0 | 0 | 0.003915 | 0.023946
1992 | 47.375 | 0 | 0 | 0 | 0 | 0 | 0 | -0.003915 | 0.023946
1992 | 47.3854 | 0 | 0 | 0 | 0 | 0 | 0 | 0.03132 | 0.007982
1992 | 47.3958 | 0 | 0 | 0 | 0 | 0 | 0 | 0.011745 | 0.035919
1992 | 47.4062 | 0 | 0.047892 | 0 | 0 | 0 | 0 | 0.03132 | 0.011973
1992 | 47.4167 | 0 | 0 | 0 | 0 | 0 | 0 | 0.035235 | 0.14368
1992 | 47.4271 | 0 | 0 | 0 | 0 | 0 | 0 | 0.050895 | 0.043901
1992 | 47.4375 | 0 | 0 | 0 | 0 | 0 | 0 | 0.050895 | 0.03991
1992 | 47.4479 | 0 | 0 | 0 | 0 | 0 | 0 | 0.06264 | 0.015964
1992 | 47.4583 | 0 | 0 | 0 | 0 | 0 | 0 | 0.08613 | 0.031928
1992 | 47.4687 | 0 | 0 | 0 | 0 | 0 | 0 | 0.11745 | 0.03991
1992 | 47.4792 | 0 | 0 | 0 | 0 | 0 | 0 | 0.050895 | 0.18758
1992 | 47.4896 | 0 | 0 | 0 | 0 | 0 | 0 | 0.13311 | 0.003991
1992 | 47.5 | 0 | 0 | 0 | 0 | 0 | 0 | 0.097875 | 0.17161
1992 | 47.5104 | 0 | 0 | 0 | 0 | 0 | 0 | 0.13703 | 0.043901
1992 | 47.5208 | 0 | 0 | 0 | 0 | 0 | 0 | 0.14485 | 0.20354
1992 | 47.5312 | 0 | 0 | 0 | 0 | 0 | 0 | 0.15269 | 0.32726
1992 | 47.5417 | 0 | 0 | 0 | 0 | 0 | 0 | 0.14877 | 0.019955
1992 | 47.5521 | 0 | 0 | 0 | 0 | 0 | 0 | 0.14486 | 0.19157
1992 | 47.5625 | 0 | 0 | 0 | 0.12771 | 0 | 0 | 0.16443 | -0.011973
1992 | 47.5729 | 0 | 0 | 0 | 0 | 0 | 0 | 0.10179 | 0.37515
1992 | 47.5833 | 0 | 0 | 0 | 0 | 0 | 0 | 0.17618 | 0.16762
1992 | 47.5937 | 0 | 0 | 0 | 0 | 0 | 0 | 0.08613 | -0.087802
1992 | 47.6042 | 0 | 0 | 0 | 0 | 0 | 0 | 0.14094 | 0.10776
1992 | 47.6146 | 0 | 0 | 0 | 0 | 0 | 0 | 0.14485 | 0.32327
1992 | 47.625 | 0 | 0 | 0 | 0 | 0 | 0 | 0.10179 | -0.023946
1992 | 47.6354 | 0 | 0 | 0 | 0 | 0 | 0 | 0.184 | 0.24744
1992 | 47.6458 | 0 | 0 | 0 | 0 | 0 | 0 | 0.09396 | 0.14767
1992 | 47.6562 | 0 | 0 | 0 | 0 | 0 | 0 | 0.10571 | -0.095784
1992 | 47.6667 | 0 | 0 | 0 | 0 | 0 | 0 | 0.10179 | 0.33125
1992 | 47.6771 | 0 | 0 | 0 | 0 | 0 | 0 | 0.14485 | -0.007982
1992 | 47.6875 | 0 | 0 | 0 | 0 | 0 | 0 | 0.03132 | 0.015964
1992 | 47.6979 | 0 | 0 | 0 | 0 | 0 | 0 | 0.1566 | 0.18758
1992 | 47.7083 | 0 | 0.023946 | 0 | 0 | 0 | 0 | 0.12919 | 0.047892
1992 | 47.7187 | 0 | 0 | 0 | 0 | 0 | 0 | 0.066555 | 0.015964
1992 | 47.7292 | 0 | 0 | 0 | 0 | 0 | 0 | 0.08613 | 0.10776
1992 | 47.7396 | 0 | 0 | 0 | 0 | 0 | 0 | 0.074385 | 0.16762
1992 | 47.75 | 0 | 0 | 0 | 0 | 0 | 0 | 0.058725 | 0.003991
1992 | 47.7604 | 0 | 0 | 0 | 0 | 0 | 0 | 0.07047 | -0.055874
1992 | 47.7708 | 0 | 0 | 0 | 0 | 0 | 0 | 0.01566 | 0.051883
1992 | 47.7812 | 0 | 0 | 0 | 0 | 0 | 0 | 0.01566 | 0.083811
1992 | 47.7917 | 0 | 0 | 0 | 0 | 0 | 0 | 0.03132 | -0.023946
1992 | 47.8021 | 0 | 0 | 0 | 0 | 0 | 0 | 0.035235 | 0.011973
1992 | 47.8125 | 0 | 0 | 0 | 0 | 0 | 0 | 0.01566 | 0.055874
1992 | 47.8229 | 0 | 0 | 0 | 0 | 0 | 0 | 0.003915 | -0.043901
1992 | 47.8333 | 0 | 0 | 0 | 0 | 0 | 0 | 0.02349 | 0.043901
1992 | 47.8437 | 0 | 0 | 0 | 0 | 0 | 0 | 0.00783 | -0.007982
1992 | 47.8542 | 0 | 0 | 0 | 0 | 0 | 0 | 0.011745 | 0.019955
1992 | 47.8646 | 0 | 0 | 0 | 0 | 0 | 0 | 2.8422e-14 | -0.027937
1992 | 47.875 | 0 | 0 | 0 | 0 | 0 | 0 | 0.03915 | 0.063856
1992 | 47.8854 | 0 | 0 | 0 | 0 | 0 | 0 | 0.011745 | 0.035919
1992 | 47.8958 | 0 | 0 | 0 | 0 | 0 | 0 | 0.00783 | 0.003991
1992 | 47.9062 | 0 | 0 | 0 | 0 | 0 | 0 | 0.02349 | 0.031928
1992 | 47.9167 | 0 | 0 | 0 | 0 | 0 | 0 | 0.003915 | -0.031928
1992 | 47.9271 | 0 | 0 | 0 | 0 | 0 | 0 | 0.00783 | -0.011973
1992 | 47.9375 | 0 | 0 | 0 | 0 | 0 | 0 | 0.00783 | 0.063856
1992 | 47.9479 | 0 | 0.063856 | 0 | 0 | 0 | 0 | 0.019575 | 0.043901
1992 | 47.9583 | 0 | 0.023946 | 0 | 0 | 0 | 0 | 0.00783 | 0.067847
1992 | 47.9687 | 0 | 0 | 0 | 0 | 0 | 0 | 0.011745 | -0.007982
1992 | 47.9792 | 0 | 0 | 0 | 0 | 0 | 0 | 0 | 0.047892
1992 | 47.9896 | 0 | 0 | 0 | 0 | 0 | 0 | 0 | 0.007982
1992 | 48 | 0 | 0 | 0 | 0 | 0 | 0 | 0.00783 | 0.007982
1992 | 48.0104 | 0 | 0 | 0 | 0 | 0 | 0 | 0.02349 | -2.8422e-14
1992 | 48.0208 | 0 | 0 | 0 | 0 | 0 | 0 | 0.01566 | 0.071838
1992 | 48.0312 | 0 | 0.031928 | 0 | 0 | 0 | 0 | 0.011745 | -0.047892
1992 | 48.0417 | 0 | 0 | 0 | 0 | 0 | 0 | 0.00783 | -0.023946
1992 | 48.0521 | 0 | 0 | 0 | 0 | 0 | 0 | 0.011745 | 0.011973
1992 | 48.0625 | 0 | 0 | 0 | 0 | 0 | 0 | 0 | 0.075829
1992 | 48.0729 | 0 | 0 | 0 | 0 | 0 | 0 | 0.035235 | -0.031928
1992 | 48.0833 | 0 | 0 | 0 | 0 | 0 | 0 | 0 | 0.023946
1992 | 48.0937 | 0 | 0 | 0 | 0 | 0 | 0 | 0.011745 | 0.035919
1992 | 48.1042 | 0 | 0.055874 | 0 | 0 | 0 | 0 | 0.00783 | 0.047892
1992 | 48.1146 | 0 | 0 | 0 | 0 | 0 | 0 | 0.00783 | -0.019955
1992 | 48.125 | 0 | 0 | 0 | 0 | 0 | 0 | 0.01566 | 0.003991
1992 | 48.1354 | 0 | 0 | 0 | 0 | 0 | 0 | 0.00783 | 0.015964
1992 | 48.1458 | 0 | 0 | 0 | 0 | 0 | 0 | 0.00783 | 0.003991
1992 | 48.1562 | 0 | 0 | 0 | 0 | 0 | 0 | 0.00783 | 0.007982
1992 | 48.1667 | 0 | 0.007982 | 0 | 0 | 0 | 0 | 0.00783 | 0.015964
1992 | 48.1771 | 0 | 0 | 0 | 0 | 0 | 0 | 0.011745 | 0
1992 | 48.1875 | 0 | 0 | 0 | 0 | 0 | 0 | -0.003915 | 0.043901
1992 | 48.1979 | 0 | 0 | 0 | 0 | 0 | 0 | 0.011745 | 0.003991
1992 | 48.2083 | 0 | 0 | 0 | 0 | 0 | 0 | 0 | -0.011973
1992 | 48.2187 | 0 | 0.023946 | 0 | 0 | 0 | 0 | 0.011745 | 0.043901
1992 | 48.2292 | 0 | 0 | 0 | 0 | 0 | 0 | 0.003915 | -0.027937
1992 | 48.2396 | 0.00783 | 0 | 0 | 0 | 0 | 0 | 0.00783 | -0.015964
1992 | 48.25 | 0 | 0 | 0 | 0 | 0 | 0 | 0.003915 | 0.043901
1992 | 48.2604 | 0 | 0 | 0 | 0 | 0 | 0 | 0.003915 | 0.003991
1992 | 48.2708 | 0 | 0.031928 | 0 | 0 | 0 | 0 | 0.011745 | -0.011973
1992 | 48.2812 | 0 | 0 | 0 | 0 | 0 | 0 | 0.00783 | 0.03991
1992 | 48.2917 | 0 | 0 | 0 | 0 | 0 | 0 | 0.00783 | 0.027937
1992 | 48.3021 | 0 | 0 | 0 | 0 | 0 | 0 | 0.003915 | -0.015964
1992 | 48.3125 | 0 | 0 | 0 | 0 | 0 | 0 | 0.01566 | -0.011973
1992 | 48.3229 | 0 | 0 | 0 | 0 | 0 | 0 | -0.003915 | -0.031928
1992 | 48.3333 | 0 | 0 | 0 | 0 | 0 | 0 | 0.003915 | 0.015964
1992 | 48.3437 | 0 | 0 | 0 | 0 | 0 | 0 | 0.01566 | 0.047892
1992 | 48.3542 | 0 | 0 | 0 | 0 | 0 | 0 | 0.02349 | 0.035919
1992 | 48.3646 | 0 | 0 | 0 | 0 | 0 | 0 | 0.03132 | -0.019955
1992 | 48.375 | 0 | 0 | 0 | 0 | 0 | 0 | 0.011745 | 0.055874
1992 | 48.3854 | 0 | 0 | 0 | 0 | 0 | 0 | 0.035235 | 0.027937
1992 | 48.3958 | 0 | 0 | 0 | 0 | 0 | 0 | 0.04698 | 0.067847
1992 | 48.4062 | 0 | 0 | 0 | 0 | 0 | 0 | 0.035235 | -0.091793
1992 | 48.4167 | 0 | 0 | 0 | 0 | 0 | 0 | 0.082215 | 0.14128
1992 | 48.4271 | 0 | 0 | 0 | 0 | 0 | 0 | 0.06264 | 0.0015964
1992 | 48.4375 | 0 | 0 | 0 | 0 | 0 | 0 | 0.0783 | 0.10776
1992 | 48.4479 | 0 | 0 | 0 | 0 | 0 | 0 | 0.07047 | -0.073634
1992 | 48.4583 | 0 | 0 | 0 | 0 | 0 | 0 | 0.050895 | -0.0035919
1992 | 48.4687 | 0 | 0 | 0 | 0 | 0 | 0 | 0.082215 | -0.0035919
1992 | 48.4792 | 0 | 0 | 0 | 0 | 0 | 0 | 0.10571 | 0.40529
1992 | 48.4896 | 0 | 0 | 0 | 0 | 0 | 0 | 0.14094 | -0.067847
1992 | 48.5 | 0 | 0 | 0 | 0 | 0 | 0 | 0.12136 | 0.24345
1992 | 48.5104 | 0 | 0 | 0 | 0 | 0 | 0 | 0.11745 | 0.019955
1992 | 48.5208 | 0 | 0 | 0 | 0 | 0 | 0 | 0.11745 | 0.18758
1992 | 48.5312 | 0 | 0 | 0 | 0 | 0 | 0 | 0.12528 | 0.19157
1992 | 48.5417 | 0 | 0 | 0 | 0 | 0 | 0 | 0.12137 | 2.8422e-14
1992 | 48.5521 | 0 | 0 | 0 | 0 | 0 | 0 | 0.12136 | 0.17959
1992 | 48.5625 | 0 | 0 | 0 | 0 | 0 | 0 | 0.13311 | 0.099775
1992 | 48.5729 | 0 | 0 | 0 | 0 | 0 | 0 | 0.13702 | 0.13569
1992 | 48.5833 | 0 | 0 | 0 | 0 | 0 | 0 | 0.11745 | 0.13969
1992 | 48.5937 | 0 | 0 | 0 | 0 | 0 | 0 | 0.11745 | 0.099775
1992 | 48.6042 | 0 | 0 | 0 | 0 | 0 | 0 | 0.12528 | 0.071838
1992 | 48.6146 | 0 | 0 | 0 | 0 | 0 | 0 | 0.13311 | 0.29134
1992 | 48.625 | 0 | 0 | 0 | 0 | 0 | 0 | 0.14486 | -0.031928
1992 | 48.6354 | 0 | 0 | 0 | 0 | 0 | 0 | 0.1566 | 0.087802
1992 | 48.6458 | 0 | 0 | 0 | 0 | 0 | 0 | 0.11354 | -0.031928
1992 | 48.6562 | 0 | 0 | 0 | 0 | 0 | 0 | 0.12919 | 0.21551
1992 | 48.6667 | 0 | 0 | 0 | 0 | 0 | 0 | 0.12136 | 0.20354
1992 | 48.6771 | 0 | 0 | 0 | 0 | 0 | 0 | 0.08613 | -0.011973
1992 | 48.6875 | 0 | 0 | 0 | 0 | 0 | 0 | 0.08613 | 0.099775
1992 | 48.6979 | 0 | 0 | 0 | 0 | 0 | 0 | 0.090045 | 0.059865
1992 | 48.7083 | 0 | 0 | 0 | 0 | 0 | 0 | 0.097875 | 0.13969
1992 | 48.7187 | 0 | 0 | 0 | 0 | 0 | 0 | 0.090045 | 0.067847
1992 | 48.7292 | 0 | 0 | 0 | 0 | 0 | 0 | 0.06264 | 0.075829
1992 | 48.7396 | 0 | 0 | 0 | 0 | 0 | 0 | 0.07047 | 0.019955
1992 | 48.75 | 0 | 0 | 0 | 0 | 0 | 0 | 0.03132 | 0.043901
1992 | 48.7604 | 0 | 0 | 0 | 0 | 0 | 0 | 0.027405 | 0.015964
1992 | 48.7708 | 0 | 0 | 0 | 0 | 0 | 0 | 0.003915 | 0.051883
1992 | 48.7812 | 0 | 0 | 0 | 0 | 0 | 0 | 0.011745 | 0.003991
1992 | 48.7917 | 0 | 0 | 0 | 0 | 0 | 0 | 0.003915 | 0.007982
1992 | 48.8021 | 0 | 0 | 0 | 0 | 0 | 0 | 0.011745 | 0.007982
1992 | 48.8125 | 0 | 0 | 0 | 0 | 0 | 0 | 0.00783 | 0.031928
1992 | 48.8229 | 0 | 0 | 0 | 0 | 0 | 0 | 0 | -0.011973
1992 | 48.8333 | 0 | 0 | 0 | 0 | 0 | 0 | 0.00783 | 0.007982
1992 | 48.8437 | 0.01566 | 0 | 0 | 0 | 0 | 0 | 0.019575 | -0.003991
1992 | 48.8542 | 0 | 0.023946 | 0 | 0 | 0 | 0 | 0 | 0.007982
1992 | 48.8646 | 0 | 0 | 0 | 0 | 0 | 0 | 0 | 0.011973
1992 | 48.875 | 0 | 0 | 0 | 0 | 0 | 0 | 0.00783 | 0.019955
1992 | 48.8854 | 0 | 0 | 0 | 0 | 0 | 0 | 0.00783 | 0.007982
1992 | 48.8958 | 0 | 0.031928 | 0 | 0 | 0 | 0 | -0.00783 | 0.015964
1992 | 48.9062 | 0 | 0 | 0 | 0 | 0 | 0 | 0.00783 | 0.019955
1992 | 48.9167 | 0 | 0 | 0 | 0 | 0 | 0 | 0.00783 | 0.003991
1992 | 48.9271 | 0 | 0 | 0 | 0 | 0 | 0 | 0 | 0.003991
1992 | 48.9375 | 0.00783 | 0 | 0 | 0 | 0 | 0 | 0.003915 | -0.007982
1992 | 48.9479 | 0 | 0 | 0 | 0 | 0 | 0 | 0 | 0.011973
1992 | 48.9583 | 0 | 0 | 0 | 0 | 0 | 0 | 0.011745 | 0.007982
1992 | 48.9687 | 0 | 0 | 0 | 0 | 0 | 0 | -0.003915 | 0.003991
1992 | 48.9792 | 0 | 0 | 0 | 0 | 0 | 0 | 0.011745 | 0.007982
1992 | 48.9896 | 0 | 0 | 0 | 0 | 0 | 0 | 0 | 0.011973
1992 | 49 | 0 | 0 | 0 | 0 | 0 | 0 | 0.011745 | 0
1992 | 49.0104 | 0 | 0 | 0 | 0 | 0 | 0 | 0 | 0.015964
1992 | 49.0208 | 0 | 0.023946 | 0 | 0 | 0 | 0 | 0 | 0.007982
1992 | 49.0312 | 0 | 0 | 0 | 0 | 0 | 0 | -2.8422e-14 | 0.007982
1992 | 49.0417 | 0.00783 | 0.007982 | 0 | 0 | 0 | 0 | 0.01566 | 0.003991
1992 | 49.0521 | 0 | 0 | 0 | 0 | 0 | 0 | 0.00783 | 0.027937
1992 | 49.0625 | 0 | 0 | 0 | 0 | 0 | 0 | 0.00783 | -0.007982
1992 | 49.0729 | 0 | 0 | 0 | 0 | 0 | 0 | 2.8422e-14 | -0.007982
1992 | 49.0833 | 0.01566 | 0 | 0 | 0 | 0 | 0 | -2.8422e-14 | 0.027937
1992 | 49.0937 | 0.00783 | 0 | 0 | 0 | 0 | 0 | 0.003915 | -0.003991
1992 | 49.1042 | 0 | 0.015964 | 0 | 0 | 0 | 0 | 0.00783 | 0.007982
1992 | 49.1146 | 0 | 0.023946 | 0 | 0 | 0 | 0 | 0.003915 | 0.003991
1992 | 49.125 | 0 | 0 | 0 | 0 | 0 | 0 | -0.003915 | 0.015964
1992 | 49.1354 | 0 | 0 | 0 | 0 | 0 | 0 | 0.00783 | 0.015964
1992 | 49.1458 | 0 | 0.031928 | 0 | 0 | 0 | 0 | 0.00783 | 0.011973
1992 | 49.1562 | 0 | 0 | 0 | 0 | 0 | 0 | 0.011745 | 0.011973
1992 | 49.1667 | 0 | 0 | 0 | 0 | 0 | 0 | 0.011745 | 0.015964
1992 | 49.1771 | 0.02349 | 0 | 0 | 0 | 0 | 0 | 0.003915 | 0.027937
1992 | 49.1875 | 0 | 0 | 0 | 0 | 0 | 0 | 0.011745 | 0
1992 | 49.1979 | 0 | 0 | 0 | 0 | 0 | 0 | 0.011745 | 0.003991
1992 | 49.2083 | 0 | 0.03991 | 0 | 0 | 0 | 0 | -0.003915 | 0.023946
1992 | 49.2187 | 0 | 0 | 0 | 0 | 0 | 0 | 0.02349 | -0.003991
1992 | 49.2292 | 0 | 0 | 0 | 0 | 0 | 0 | -0.00783 | -0.003991
1992 | 49.2396 | 0 | 0 | 0 | 0 | 0 | 0 | 0.011745 | 0.027937
1992 | 49.25 | 0 | 0.015964 | 0 | 0 | 0 | 0 | 0 | 0.007982
1992 | 49.2604 | 0.00783 | 0 | 0 | 0 | 0 | 0 | -0.003915 | 0.003991
1992 | 49.2708 | 0 | 0.007982 | 0 | 0 | 0 | 0 | 0.00783 | 0.003991
1992 | 49.2812 | 0 | 0 | 0 | 0 | 0 | 0 | 0.00783 | 0.011973
1992 | 49.2917 | 0 | 0 | 0 | 0 | 0 | 0 | -0.003915 | 0.019955
1992 | 49.3021 | 0 | 0.015964 | 0 | 0 | 0 | 0 | 0.019575 | -0.027937
1992 | 49.3125 | 0 | 0 | 0 | 0 | 0 | 0 | -0.011745 | 0
1992 | 49.3229 | 0.00783 | 0 | 0 | 0 | 0 | 0 | 0.003915 | 0.015964
1992 | 49.3333 | 0 | 0 | 0 | 0 | 0 | 0 | 0.00783 | 0.019955
1992 | 49.3437 | 0 | 0 | 0 | 0 | 0 | 0 | 0.019575 | 0.011973
1992 | 49.3542 | 0 | 0 | 0 | 0 | 0 | 0 | 0 | -0.015964
1992 | 49.3646 | 0.00783 | 0 | 0 | 0 | 0 | 0 | -0.003915 | 0.031928
1992 | 49.375 | 0 | 0 | 0 | 0 | 0 | 0 | 0.011745 | 0.015964
1992 | 49.3854 | 0.00783 | 0 | 0 | 0 | 0 | 0 | 0 | -0.055874
1992 | 49.3958 | 0 | 0 | 0 | 0 | 0 | 0 | 0.019575 | 0.015964
1992 | 49.4062 | 0 | 0 | 0 | 0 | 0 | 0 | 0.01566 | 0.071838
1992 | 49.4167 | 0 | 0 | 0 | 0 | 0 | 0 | 0.035235 | -0.051883
1992 | 49.4271 | 0 | 0 | 0 | 0 | 0 | 0 | 0.03915 | 0.043901
1992 | 49.4375 | 0 | 0 | 0 | 0 | 0 | 0 | 0.043065 | 0.087802
1992 | 49.4479 | 0 | 0 | 0 | 0 | 0 | 0 | 0.050895 | -0.011973
1992 | 49.4583 | 0 | 0 | 0 | 0 | 0 | 0 | 0.066555 | 0.043901
1992 | 49.4687 | 0 | 0 | 0 | 0 | 0 | 0 | 0.066555 | 0.095784
1992 | 49.4792 | 0 | 0 | 0 | 0 | 0 | 0 | 0.09396 | 0.063856
1992 | 49.4896 | 0 | 0 | 0 | 0 | 0 | 0 | 0.08613 | 0.035919
1992 | 49.5 | 0 | 0 | 0 | 0 | 0 | 0 | 0.12919 | 0.055874
1992 | 49.5104 | 0 | 0 | 0 | 0 | 0 | 0 | 0.08613 | 0.15565
1992 | 49.5208 | 0 | 0 | 0 | 0 | 0 | 0 | 0.090045 | 0.051883
1992 | 49.5312 | 0 | 0 | 0 | 0 | 0 | 0 | 0.10571 | 0.035919
1992 | 49.5417 | 0 | 0 | 0 | 0 | 0 | 0 | 0.12528 | 0.10776
1992 | 49.5521 | 0 | 0 | 0 | 0 | 0 | 0 | 0.12136 | 0.11973
1992 | 49.5625 | 0 | 0 | 0 | 0 | 0 | 0 | 0.12528 | 0.14767
1992 | 49.5729 | 0 | 0 | 0 | 0 | 0 | 0 | 0.08613 | 0.083811
1992 | 49.5833 | 0 | 0 | 0 | 0 | 0 | 0 | 0.12528 | 0.12372
1992 | 49.5937 | 0 | 0 | 0 | 0 | 0 | 0 | 0.12528 | 0.087802
1992 | 49.6042 | 0 | 0 | 0 | 0 | 0 | 0 | 0.10571 | 0.095784
1992 | 49.6146 | 0 | 0 | 0 | 0 | 0 | 0 | 0.10571 | 0.095784
1992 | 49.625 | 0 | 0 | 0 | 0 | 0 | 0 | 0.10571 | 0.10776
1992 | 49.6354 | 0 | 0 | 0 | 0 | 0 | 0 | 0.066555 | 0.095784
1992 | 49.6458 | 0 | 0 | 0 | 0 | 0 | 0 | 0.09396 | 0.067847
1992 | 49.6562 | 0 | 0 | 0 | 0 | 0 | 0 | 0.11353 | 0.13968
1992 | 49.6667 | 0 | 0 | 0 | 0 | 0 | 0 | 0.08613 | 0.055874
1992 | 49.6771 | 0 | 0 | 0 | 0 | 0 | 0 | 0.08613 | 0.055874
1992 | 49.6875 | 0 | 0 | 0 | 0 | 0 | 0 | 0.074385 | 0.027937
1992 | 49.6979 | 0 | 0 | 0 | 0 | 0 | 0 | 0.058725 | 0.091793
1992 | 49.7083 | 0 | 0 | 0 | 0 | 0 | 0 | 0.05481 | 0.043901
1992 | 49.7187 | 0 | 0 | 0 | 0 | 0 | 0 | 0.050895 | 0.051883
1992 | 49.7292 | 0 | 0 | 0 | 0 | 0 | 0 | 0.05481 | 0.055874
1992 | 49.7396 | 0 | 0 | 0 | 0 | 0 | 0 | 0.019575 | -0.027937
1992 | 49.75 | 0 | 0 | 0 | 0 | 0 | 0 | 0.027405 | 0.063856
1992 | 49.7604 | 0 | 0 | 0 | 0 | 0 | 0 | 0.01566 | 0.003991
1992 | 49.7708 | 0 | 0 | 0 | 0 | 0 | 0 | 0.003915 | -0.007982
1992 | 49.7812 | 0 | 0.007982 | 0 | 0 | 0 | 0 | 0.011745 | 0.031928
1992 | 49.7917 | 0 | 0.023946 | 0 | 0 | 0 | 0 | 0.003915 | 0.011973
1992 | 49.8021 | 0 | 0 | 0 | 0 | 0 | 0 | 0.003915 | 0.007982
1992 | 49.8125 | 0 | 0 | 0 | 0 | 0 | 0 | -0.003915 | 0
1992 | 49.8229 | 0 | 0 | 0 | 0 | 0 | 0 | 0.003915 | 0.027937
1992 | 49.8333 | 0 | 0 | 0 | 0 | 0 | 0 | 0.003915 | -0.031928
1992 | 49.8437 | 0 | 0 | 0 | 0 | 0 | 0 | 0.003915 | 0.035919
1992 | 49.8542 | 0.00783 | 0 | 0 | 0 | 0 | 0 | 0 | -0.011973
1992 | 49.8646 | 0 | 0 | 0 | 0 | 0 | 0 | 0.00783 | 0.019955
1992 | 49.875 | 0 | 0 | 0 | 0 | 0 | 0 | 0.00783 | -0.011973
1992 | 49.8854 | 0 | 0 | 0 | 0 | 0 | 0 | 2.8422e-14 | 0.031928
1992 | 49.8958 | 0 | 0 | 0 | 0 | 0 | 0 | 0.003915 | 0.019955
1992 | 49.9062 | 0 | 0 | 0 | 0 | 0 | 0 | 0.00783 | -0.019955
1992 | 49.9167 | 0 | 0 | 0 | 0 | 0 | 0 | -0.003915 | 0.03991
1992 | 49.9271 | 0 | 0.023946 | 0 | 0 | 0 | 0 | 0.003915 | -0.003991
1992 | 49.9375 | 0 | 0 | 0 | 0 | 0 | 0 | 0.003915 | 0
1992 | 49.9479 | 0 | 0 | 0 | 0 | 0 | 0 | 0 | -0.003991
1992 | 49.9583 | 0 | 0 | 0 | 0 | 0 | 0 | 0.003915 | 0.003991
1992 | 49.9687 | 0 | 0 | 0 | 0 | 0 | 0 | -0.003915 | 0.011973
1992 | 49.9792 | 0 | 0 | 0 | 0 | 0 | 0 | 0.00783 | -0.027937
1992 | 49.9896 | 0 | 0 | 0 | 0 | 0 | 0 | 0.00783 | -0.011973
1992 | 50 | 0 | 0 | 0 | 0 | 0 | 0 | 0.003915 | 0.051883
1992 | 50.0104 | 0 | 0 | 0 | 0 | 0 | 0 | 0 | 0.015964
1992 | 50.0208 | 0 | 0.015964 | 0 | 0 | 0 | 0 | 0.003915 | -0.003991
1992 | 50.0312 | 0 | 0 | 0 | 0 | 0 | 0 | -0.003915 | 0
1992 | 50.0417 | 0 | 0 | 0 | 0 | 0 | 0 | 0 | 0.015964
1992 | 50.0521 | 0 | 0 | 0 | 0 | 0 | 0 | 0.003915 | 0
1992 | 50.0625 | 0 | 0.015964 | 0 | 0 | 0 | 0 | 0.00783 | 0.023946
1992 | 50.0729 | 0 | 0 | 0 | 0 | 0 | 0 | 0 | 0.007982
1992 | 50.0833 | 0 | 0 | 0 | 0 | 0 | 0 | -0.003915 | -0.003991
1992 | 50.0937 | 0 | 0 | 0 | 0 | 0 | 0 | 0 | 0.007982
1992 | 50.1042 | 0 | 0 | 0 | 0 | 0 | 0 | 0.011745 | 0.011973
1992 | 50.1146 | 0 | 0 | 0 | 0 | 0 | 0 | -0.011745 | -0.015964
1992 | 50.125 | 0 | 0 | 0 | 0 | 0 | 0 | 0.00783 | 0
1992 | 50.1354 | 0 | 0 | 0 | 0 | 0 | 0 | 0 | 0.031928
1992 | 50.1458 | 0 | 0 | 0 | 0 | 0 | 0 | 0 | 0.015964
1992 | 50.1562 | 0 | 0.055874 | 0 | 0 | 0 | 0 | 0.003915 | 0.031928
1992 | 50.1667 | 0.01566 | 0 | 0 | 0 | 0 | 0 | 0.00783 | -0.031928
1992 | 50.1771 | 0 | 0 | 0 | 0 | 0 | 0 | 0.00783 | -0.015964
1992 | 50.1875 | 0 | 0 | 0 | 0 | 0 | 0 | 0.003915 | 0.019955
1992 | 50.1979 | 0 | 0 | 0 | 0 | 0 | 0 | -0.003915 | 0.019955
1992 | 50.2083 | 0 | 0 | 0 | 0 | 0 | 0 | 0.003915 | 0.019955
1992 | 50.2187 | 0 | 0 | 0 | 0 | 0 | 0 | -0.003915 | -0.007982
1992 | 50.2292 | 0 | 0 | 0 | 0 | 0 | 0 | 0.00783 | -0.007982
1992 | 50.2396 | 0 | 0 | 0 | 0 | 0 | 0 | 0 | 0.003991
1992 | 50.25 | 0.00783 | 0 | 0 | 0 | 0 | 0 | 0 | -0.003991
1992 | 50.2604 | 0 | 0 | 0 | 0 | 0 | 0 | 0 | 0.003991
1992 | 50.2708 | 0 | 0 | 0 | 0 | 0 | 0 | 0.003915 | 0.015964
1992 | 50.2812 | 0 | 0 | 0 | 0 | 0 | 0 | -0.003915 | -2.8422e-14
1992 | 50.2917 | 0 | 0.023946 | 0 | 0 | 0 | 0 | 0 | 0.011973
1992 | 50.3021 | 0 | 0.023946 | 0 | 0 | 0 | 0 | 0.00783 | -0.011973
1992 | 50.3125 | 0 | 0 | 0 | 0 | 0 | 0 | -0.003915 | 0.023946
1992 | 50.3229 | 0.00783 | 0 | 0 | 0 | 0 | 0 | -2.8422e-14 | 0.011973
1992 | 50.3333 | 0 | 0 | 0 | 0 | 0 | 0 | 0.00783 | 0.007982
1992 | 50.3437 | 0 | 0 | 0 | 0 | 0 | 0 | 0.003915 | 0.023946
1992 | 50.3542 | 0 | 0 | 0 | 0 | 0 | 0 | 0.003915 | -0.031928
1992 | 50.3646 | 0 | 0 | 0 | 0 | 0 | 0 | 0.011745 | 0.019955
1992 | 50.375 | 0 | 0 | 0 | 0 | 0 | 0 | 0.00783 | 0.031928
1992 | 50.3854 | 0 | 0 | 0 | 0 | 0 | 0 | 0.003915 | 0.019955
1992 | 50.3958 | 0 | 0.047892 | 0 | 0 | 0 | 0 | 0.003915 | 0.019955
1992 | 50.4062 | 0 | 0 | 0 | 0 | 0 | 0 | 0.00783 | 0.023946
1992 | 50.4167 | 0 | 0 | 0 | 0 | 0 | 0 | 0.050895 | 0.059865
1992 | 50.4271 | 0 | 0 | 0 | 0 | 0 | 0 | 0.019575 | 0.031928
1992 | 50.4375 | 0 | 0 | 0 | 0 | 0 | 0 | 0.050895 | -0.011973
1992 | 50.4479 | 0 | 0 | 0 | 0 | 0 | 0 | 0.02349 | 0.019955
1992 | 50.4583 | 0 | 0 | 0 | 0 | 0 | 0 | 0.07047 | 0.027937
1992 | 50.4687 | 0 | 0 | 0 | 0 | 0 | 0 | 0.027405 | 0.043901
1992 | 50.4792 | 0 | 0 | 0 | 0 | 0 | 0 | 0.050895 | 0.063856
1992 | 50.4896 | 0 | 0 | 0 | 0 | 0 | 0 | 0.06264 | 0.059865
1992 | 50.5 | 0 | 0 | 0 | 0 | 0 | 0 | 0.09396 | 0.043901
1992 | 50.5104 | 0 | 0 | 0 | 0 | 0 | 0 | 0.08613 | 0.11175
1992 | 50.5208 | 0 | 0 | 0 | 0 | 0 | 0 | 0.07047 | 0.087802
1992 | 50.5312 | 0 | 0 | 0 | 0 | 0 | 0 | 0.09396 | 0.091793
1992 | 50.5417 | 0 | 0 | 0 | 0 | 0 | 0 | 0.11745 | 0.095784
1992 | 50.5521 | 0 | 0 | 0 | 0 | 0 | 0 | 0.097875 | 0.067847
1992 | 50.5625 | 0 | 0 | 0 | 0 | 0 | 0 | 0.12919 | 0.13569
1992 | 50.5729 | 0 | 0 | 0 | 0 | 0 | 0 | 0.10571 | 0.15565
1992 | 50.5833 | 0 | 0 | 0 | 0 | 0 | 0 | 0.10179 | 0.067847
1992 | 50.5937 | 0 | 0 | 0 | 0 | 0 | 0 | 0.13311 | 0.047892
1992 | 50.6042 | 0 | 0 | 0 | 0 | 0 | 0 | 0.0783 | 0.14368
1992 | 50.6146 | 0 | 0 | 0 | 0 | 0 | 0 | 0.14094 | 0.035919
1992 | 50.625 | 0 | 0 | 0 | 0 | 0 | 0 | 0.10179 | 0.19955
1992 | 50.6354 | 0 | 0 | 0 | 0 | 0 | 0 | 0.10179 | 0.007982
1992 | 50.6458 | 0 | 0 | 0 | 0 | 0 | 0 | 0.09396 | 0.12771
1992 | 50.6562 | 0 | 0 | 0 | 0 | 0 | 0 | 0.12136 | 0.03991
1992 | 50.6667 | 0 | 0 | 0 | 0 | 0 | 0 | 0.08613 | 0.20753
1992 | 50.6771 | 0 | 0 | 0 | 0 | 0 | 0 | 0.090045 | 0.087802
1992 | 50.6875 | 0 | 0 | 0 | 0 | 0 | 0 | 0.07047 | 0.087802
1992 | 50.6979 | 0 | 0 | 0 | 0 | 0 | 0 | 0.090045 | 0.027937
1992 | 50.7083 | 0 | 0 | 0 | 0 | 0 | 0 | 0.0783 | 0.099775
1992 | 50.7187 | 0 | 0 | 0 | 0 | 0 | 0 | 0.058725 | 0.003991
1992 | 50.7292 | 0 | 0 | 0 | 0 | 0 | 0 | 0.058725 | 0.071838
1992 | 50.7396 | 0 | 0 | 0 | 0 | 0 | 0 | 0.05481 | 0.031928
1992 | 50.75 | 0 | 0 | 0 | 0 | 0 | 0 | 0.05481 | 0.059865
1992 | 50.7604 | 0 | 0 | 0 | 0 | 0 | 0 | 0.043065 | 0.019955
1992 | 50.7708 | 0 | 0 | 0 | 0 | 0 | 0 | 0.03915 | 0.007982
1992 | 50.7812 | 0 | 0 | 0 | 0 | 0 | 0 | 0.01566 | 0.007982
1992 | 50.7917 | 0 | 0 | 0 | 0 | 0 | 0 | 0.00783 | 0.031928
1992 | 50.8021 | 0 | 0 | 0 | 0 | 0 | 0 | 0.011745 | 0.027937
1992 | 50.8125 | 0 | 0 | 0 | 0 | 0 | 0 | 0.01566 | -0.019955
1992 | 50.8229 | 0 | 0 | 0 | 0 | 0 | 0 | -0.00783 | -0.007982
1992 | 50.8333 | 0 | 0 | 0 | 0 | 0 | 0 | 0.011745 | 0.031928
1992 | 50.8437 | 0 | 0.023946 | 0 | 0 | 0 | 0 | 0.003915 | 0.011973
1992 | 50.8542 | 0 | 0 | 0 | 0 | 0 | 0 | 0.003915 | 0.035919
1992 | 50.8646 | 0 | 0 | 0 | 0 | 0 | 0 | 0 | -0.003991
1992 | 50.875 | 0 | 0 | 0 | 0 | 0 | 0 | 0.003915 | -0.031928
1992 | 50.8854 | 0 | 0 | 0 | 0 | 0 | 0 | 0.003915 | 0.047892
1992 | 50.8958 | 0 | 0 | 0 | 0 | 0 | 0 | 0.00783 | 0.003991
1992 | 50.9062 | 0 | 0 | 0 | 0 | 0 | 0 | 0.003915 | 0.027937
1992 | 50.9167 | 0 | 0 | 0 | 0 | 0 | 0 | 0.003915 | -0.027937
1992 | 50.9271 | 0 | 0 | 0 | 0 | 0 | 0 | 0 | -0.011973
1992 | 50.9375 | 0 | 0 | 0 | 0 | 0 | 0 | 0 | -2.8422e-14
1992 | 50.9479 | 0 | 0 | 0 | 0 | 0 | 0 | 0.00783 | 0.083811
1992 | 50.9583 | 0 | 0 | 0 | 0 | 0 | 0 | 0.00783 | 0.003991
1992 | 50.9687 | 0 | 0.047892 | 0 | 0 | 0 | 0 | 0.00783 | 0.03991
1992 | 50.9792 | 0 | 0.023946 | 0 | 0 | 0 | 0 | 0.011745 | 0.023946
1992 | 50.9896 | 0 | 0 | 0 | 0 | 0 | 0 | 0.00783 | -0.03991
1992 | 51 | 0 | 0 | 0 | 0 | 0 | 0 | 0.003915 | 0.043901
1992 | 51.0104 | 0 | 0 | 0 | 0 | 0 | 0 | 0.00783 | -0.019955
1992 | 51.0208 | 0 | 0 | 0 | 0 | 0 | 0 | 0.003915 | 0.031928
1992 | 51.0312 | 0 | 0 | 0 | 0 | 0 | 0 | 0.003915 | 0.047892
1992 | 51.0417 | 0 | 0.063856 | 0 | 0 | 0 | 0 | -0.003915 | 0.007982
1992 | 51.0521 | 0 | 0 | 0 | 0 | 0 | 0 | 0.011745 | 0.023946
1992 | 51.0625 | 0.00783 | 0 | 0 | 0 | 0 | 0 | 0 | 0.015964
1992 | 51.0729 | 0 | 0 | 0 | 0 | 0 | 0 | -0.011745 | -0.059865
1992 | 51.0833 | 0 | 0 | 0 | 0 | 0 | 0 | 0.01566 | 0.055874
1992 | 51.0937 | 0 | 0 | 0 | 0 | 0 | 0 | 0.011745 | 0
1992 | 51.1042 | 0 | 0 | 0 | 0 | 0 | 0 | 0 | 0.023946
1992 | 51.1146 | 0 | 0 | 0 | 0 | 0 | 0 | 0 | -0.019955
1992 | 51.125 | 0 | 0 | 0 | 0 | 0 | 0 | -0.003915 | 0.011973
1992 | 51.1354 | 0 | 0 | 0 | 0 | 0 | 0 | 0.003915 | -2.8422e-14
1992 | 51.1458 | 0 | 0 | 0 | 0 | 0 | 0 | 0.011745 | -0.015964
1992 | 51.1562 | 0 | 0 | 0 | 0 | 0 | 0 | 0.019575 | 0.063856
1992 | 51.1667 | 0 | 0 | 0 | 0 | 0 | 0 | 0.003915 | -0.035919
1992 | 51.1771 | 0 | 0.015964 | 0 | 0 | 0 | 0 | 0.011745 | 0.03991
1992 | 51.1875 | 0.02349 | 0.047892 | 0 | 0 | 0 | 0 | 0 | 0.015964
1992 | 51.1979 | 0.00783 | 0 | 0 | 0 | 0 | 0 | 0.00783 | 0.055874
1992 | 51.2083 | 0 | 0 | 0 | 0 | 0 | 0 | -2.8422e-14 | -0.035919
1992 | 51.2187 | 0 | 0 | 0 | 0 | 0 | 0 | 0.019575 | 0.023946
1992 | 51.2292 | 0 | 0 | 0 | 0 | 0 | 0 | 0 | -0.007982
1992 | 51.2396 | 0 | 0 | 0 | 0 | 0 | 0 | 0.003915 | -0.003991
1992 | 51.25 | 0.00783 | 0 | 0 | 0 | 0 | 0 | 0.003915 | 0.003991
1992 | 51.2604 | 0 | 0 | 0 | 0 | 0 | 0 | 0.02349 | 0.015964
1992 | 51.2708 | 0 | 0 | 0 | 0 | 0 | 0 | 0 | 0.03991
1992 | 51.2812 | 0 | 0.047892 | 0 | 0 | 0 | 0 | 0 | 0.023946
1992 | 51.2917 | 0 | 0 | 0 | 0 | 0 | 0 | 0.019575 | -0.019955
1992 | 51.3021 | 0 | 0 | 0 | 0 | 0 | 0 | 0.01566 | 0.003991
1992 | 51.3125 | 0.00783 | 0.015964 | 0 | 0 | 0 | 0 | 0 | -0.007982
1992 | 51.3229 | 0 | 0 | 0 | 0 | 0 | 0 | 0.003915 | 0.059865
1992 | 51.3333 | 0.00783 | 0 | 0 | 0 | 0 | 0 | -0.003915 | -0.027937
1992 | 51.3437 | 0 | 0 | 0 | 0 | 0 | 0 | 0.02349 | 0.067847
1992 | 51.3542 | 0 | 0.031928 | 0 | 0 | 0 | 0 | -0.00783 | -0.027937
1992 | 51.3646 | 0 | 0 | 0 | 0 | 0 | 0 | 0.019575 | 0.059865
1992 | 51.375 | 0 | 0.055874 | 0 | 0 | 0 | 0 | 0.00783 | 0.055874
1992 | 51.3854 | 0 | 0 | 0 | 0 | 0 | 0 | 0.035235 | -0.059865
1992 | 51.3958 | 0 | 0 | 0 | 0 | 0 | 0 | 0.02349 | 0.063856
1992 | 51.4062 | 0 | 0 | 0 | 0 | 0 | 0 | 0.043065 | 0.063856
1992 | 51.4167 | 0 | 0 | 0 | 0 | 0 | 0 | 0.027405 | 0
1992 | 51.4271 | 0 | 0 | 0 | 0 | 0 | 0 | 0.04698 | 0.059865
1992 | 51.4375 | 0 | 0 | 0 | 0 | 0 | 0 | 0.050895 | 0.059865
1992 | 51.4479 | 0 | 0 | 0 | 0 | 0 | 0 | 0.06264 | 0.027937
1992 | 51.4583 | 0 | 0 | 0 | 0 | 0 | 0 | 0.082215 | 0.095784
1992 | 51.4687 | 0 | 0 | 0 | 0 | 0 | 0 | 0.10179 | 0.091793
1992 | 51.4792 | 0 | 0 | 0 | 0 | 0 | 0 | 0.10962 | 0.075829
1992 | 51.4896 | 0 | 0 | 0 | 0 | 0 | 0 | 0.10571 | 0.087802
1992 | 51.5 | 0 | 0 | 0 | 0 | 0 | 0 | 0.12919 | 0.11973
1992 | 51.5104 | 0 | 0 | 0 | 0 | 0 | 0 | 0.10962 | 0.071838
1992 | 51.5208 | 0 | 0 | 0 | 0 | 0 | 0 | 0.12919 | 0.11973
1992 | 51.5312 | 0 | 0 | 0 | 0 | 0 | 0 | 0.12137 | 0.091793
1992 | 51.5417 | 0 | 0 | 0 | 0 | 0 | 0 | 0.13311 | 0.10377
1992 | 51.5521 | 0 | 0 | 0 | 0 | 0 | 0 | 0.13311 | 0.13968
1992 | 51.5625 | 0 | 0 | 0 | 0 | 0 | 0 | 0.10962 | 0.13569
1992 | 51.5729 | 0 | 0 | 0 | 0 | 0 | 0 | 0.12137 | 0.12771
1992 | 51.5833 | 0 | 0 | 0 | 0 | 0 | 0 | 0.11745 | 0.047892
1992 | 51.5937 | 0 | 0 | 0 | 0 | 0 | 0 | 0.15269 | 0.18359
1992 | 51.6042 | 0 | 0 | 0 | 0 | 0 | 0 | 0.13311 | 0.15166
1992 | 51.6146 | 0 | 0 | 0 | 0 | 0 | 0 | 0.14877 | 0.10377
1992 | 51.625 | 0 | 0 | 0 | 0 | 0 | 0 | 0.13311 | 0.071838
1992 | 51.6354 | 0 | 0 | 0 | 0 | 0 | 0 | 0.10179 | 0.12771
1992 | 51.6458 | 0 | 0 | 0 | 0 | 0 | 0 | 0.11353 | 0.091793
1992 | 51.6562 | 0 | 0 | 0 | 0 | 0 | 0 | 0.13311 | 0.1317
1992 | 51.6667 | 0 | 0 | 0 | 0 | 0 | 0 | 0.090045 | 0.075829
1992 | 51.6771 | 0 | 0 | 0 | 0 | 0 | 0 | 0.1057 | 0.11973
1992 | 51.6875 | 0 | 0 | 0 | 0 | 0 | 0 | 0.13703 | 0.087802
1992 | 51.6979 | 0 | 0 | 0 | 0 | 0 | 0 | 0.097875 | 0.055874
1992 | 51.7083 | 0 | 0 | 0 | 0 | 0 | 0 | 0.090045 | 0.10776
1992 | 51.7187 | 0 | 0 | 0 | 0 | 0 | 0 | 0.05481 | 0.043901
1992 | 51.7292 | 0 | 0 | 0 | 0 | 0 | 0 | 0.027405 | 0.019955
1992 | 51.7396 | 0 | 0 | 0 | 0 | 0 | 0 | 0.01566 | 0.027937
1992 | 51.75 | 0 | 0 | 0 | 0 | 0 | 0 | 0.011745 | 0.015964
1992 | 51.7604 | 0 | 0 | 0 | 0 | 0 | 0 | 0.00783 | 0.027937
1992 | 51.7708 | 0 | 0 | 0 | 0 | 0 | 0 | 0.003915 | 0
1992 | 51.7812 | 0 | 0.03991 | 0 | 0 | 0 | 0 | -0.003915 | 0.011973
1992 | 51.7917 | 0 | 0 | 0 | 0 | 0 | 0 | 0.00783 | 0.03991
1992 | 51.8021 | 0 | 0.023946 | 0 | 0 | 0 | 0 | 0.00783 | 0.023946
1992 | 51.8125 | 0 | 0 | 0 | 0 | 0 | 0 | 0 | -0.019955
1992 | 51.8229 | 0 | 0 | 0 | 0 | 0 | 0 | 0.00783 | 0.043901
1992 | 51.8333 | 0 | 0 | 0 | 0 | 0 | 0 | 0.00783 | -0.047892
1992 | 51.8437 | 0 | 0 | 0 | 0 | 0 | 0 | 0.00783 | 0.059865
1992 | 51.8542 | 0 | 0 | 0 | 0 | 0 | 0 | -0.00783 | 0
1992 | 51.8646 | 0 | 0.03991 | 0 | 0 | 0 | 0 | 0 | 0.031928
1992 | 51.875 | 0 | 0 | 0 | 0 | 0 | 0 | 0.003915 | 0.015964
1992 | 51.8854 | 0 | 0 | 0 | 0 | 0 | 0 | 0.011745 | -0.011973
1992 | 51.8958 | 0 | 0 | 0 | 0 | 0 | 0 | 0.003915 | 0.003991
1992 | 51.9062 | 0 | 0 | 0 | 0 | 0 | 0 | 0.003915 | 0.019955
1992 | 51.9167 | 0 | 0 | 0 | 0 | 0 | 0 | 0.003915 | -0.019955
1992 | 51.9271 | 0 | 0.023946 | 0 | 0 | 0 | 0 | 0 | -0.011973
1992 | 51.9375 | 0.00783 | 0 | 0 | 0 | 0 | 0 | 0.003915 | 0.03991
1992 | 51.9479 | 0.00783 | 0 | 0 | 0 | 0 | 0 | 0.00783 | -0.019955
1992 | 51.9583 | 0 | 0 | 0 | 0 | 0 | 0 | 0.019575 | 0.051883
1992 | 51.9687 | 0 | 0 | 0 | 0 | 0 | 0 | -0.003915 | -0.027937
1992 | 51.9792 | 0 | 0 | 0 | 0 | 0 | 0 | 0.003915 | 0.015964
1992 | 51.9896 | 0 | 0 | 0 | 0 | 0 | 0 | 0.00783 | 0.003991
1992 | 52 | 0 | 0 | 0 | 0 | 0 | 0 | -0.003915 | 0.031928
1992 | 52.0104 | 0 | 0 | 0 | 0 | 0 | 0 | -0.003915 | -0.023946
1992 | 52.0208 | 0 | 0 | 0 | 0 | 0 | 0 | 0.00783 | 0.027937
1992 | 52.0312 | 0 | 0 | 0 | 0 | 0 | 0 | 0.011745 | -0.003991
1992 | 52.0417 | 0 | 0.023946 | 0 | 0 | 0 | 0 | -0.019575 | 0.027937
1992 | 52.0521 | 0 | 0 | 0 | 0 | 0 | 0 | 0.01566 | -0.003991
1992 | 52.0625 | 0 | 0 | 0 | 0 | 0 | 0 | 0.00783 | 0.067847
1992 | 52.0729 | 0 | 0.015964 | 0 | 0 | 0 | 0 | 0 | -0.015964
1992 | 52.0833 | 0 | 0 | 0 | 0 | 0 | 0 | 0.02349 | 0.011973
1992 | 52.0937 | 0 | 0 | 0 | 0 | 0 | 0 | -0.003915 | 0.023946
1992 | 52.1042 | 0 | 0 | 0 | 0 | 0 | 0 | 0.003915 | -0.007982
1992 | 52.1146 | 0 | 0 | 0 | 0 | 0 | 0 | 0.011745 | 0.019955
1992 | 52.125 | 0 | 0 | 0 | 0 | 0 | 0 | -0.003915 | 0.003991
1992 | 52.1354 | 0 | 0 | 0 | 0 | 0 | 0 | 0.00783 | -0.027937
1992 | 52.1458 | 0 | 0 | 0 | 0 | 0 | 0 | 0.00783 | 0.023946
1992 | 52.1562 | 0 | 0 | 0 | 0 | 0 | 0 | 0.01566 | 0.003991
1992 | 52.1667 | 0 | 0 | 0 | 0 | 0 | 0 | 0.003915 | 0.019955
1992 | 52.1771 | 0 | 0.031928 | 0 | 0 | 0 | 0 | 0.00783 | 0.031928
1992 | 52.1875 | 0.00783 | 0 | 0 | 0 | 0 | 0 | 0 | 0.007982
1992 | 52.1979 | 0 | 0.015964 | 0 | 0 | 0 | 0 | 0.003915 | 0.027937
1992 | 52.2083 | 0 | 0 | 0 | 0 | 0 | 0 | 0.02349 | -0.003991
1992 | 52.2187 | 0 | 0.055874 | 0 | 0 | 0 | 0 | -0.003915 | 0.023946
1992 | 52.2292 | 0 | 0 | 0 | 0 | 0 | 0 | -0.003915 | 0.023946
1992 | 52.2396 | 0 | 0 | 0 | 0 | 0 | 0 | 0.003915 | 0.015964
1992 | 52.25 | 0 | 0 | 0 | 0 | 0 | 0 | 0.003915 | 0.035919
1992 | 52.2604 | 0 | 0 | 0 | 0 | 0 | 0 | 0.003915 | -0.03991
1992 | 52.2708 | 0 | 0 | 0 | 0 | 0 | 0 | 0.01566 | 0.035919
1992 | 52.2812 | 0 | 0 | 0 | 0 | 0 | 0 | -0.003915 | -0.003991
1992 | 52.2917 | 0 | 0 | 0 | 0 | 0 | 0 | 0.019575 | 0.027937
1992 | 52.3021 | 0 | 0.007982 | 0 | 0 | 0 | 0 | 0.003915 | -0.023946
1992 | 52.3125 | 0 | 0.007982 | 0 | 0 | 0 | 0 | 0.003915 | 0.031928
1992 | 52.3229 | 0 | 0 | 0 | 0 | 0 | 0 | 0.003915 | -0.027937
1992 | 52.3333 | 0 | 0 | 0 | 0 | 0 | 0 | 0.011745 | 0.023946
1992 | 52.3437 | 0 | 0 | 0 | 0 | 0 | 0 | -0.011745 | 0
1992 | 52.3542 | 0 | 0 | 0 | 0 | 0 | 0 | -0.003915 | -0.047892
1992 | 52.3646 | 0 | 0 | 0 | 0 | 0 | 0 | 0.011745 | 0.055874
1992 | 52.375 | 0 | 0 | 0 | 0 | 0 | 0 | 0.03132 | 0.023946
1992 | 52.3854 | 0 | 0 | 0 | 0 | 0 | 0 | 0.00783 | 0.03991
1992 | 52.3958 | 0 | 0 | 0 | 0 | 0 | 0 | 0.04698 | 0.023946
1992 | 52.4062 | 0 | 0 | 0 | 0 | 0 | 0 | 0.035235 | 0.003991
1992 | 52.4167 | 0 | 0 | 0 | 0 | 0 | 0 | 0.011745 | -0.003991
1992 | 52.4271 | 0 | 0 | 0 | 0 | 0 | 0 | 0.0783 | 0.071838
1992 | 52.4375 | 0 | 0 | 0 | 0 | 0 | 0 | 0.06264 | 0
1992 | 52.4479 | 0 | 0 | 0 | 0 | 0 | 0 | 0.07047 | 0.091793
1992 | 52.4583 | 0 | 0 | 0 | 0 | 0 | 0 | 0.10962 | 0.091793
1992 | 52.4687 | 0 | 0 | 0 | 0 | 0 | 0 | 0.10962 | 0.091793
1992 | 52.4792 | 0 | 0 | 0 | 0 | 0 | 0 | 0.10571 | 0.099775
1992 | 52.4896 | 0 | 0 | 0 | 0 | 0 | 0 | 0.11745 | 0.055874
1992 | 52.5 | 0 | 0 | 0 | 0 | 0 | 0 | 0.12919 | 0.15565
1992 | 52.5104 | 0 | 0 | 0 | 0 | 0 | 0 | 0.12136 | 0.099775
1992 | 52.5208 | 0 | 0 | 0 | 0 | 0 | 0 | 0.13703 | 0.14767
1992 | 52.5312 | 0 | 0 | 0 | 0 | 0 | 0 | 0.12919 | 0.10377
1992 | 52.5417 | 0 | 0 | 0 | 0 | 0 | 0 | 0.11745 | 0.099775
1992 | 52.5521 | 0 | 0 | 0 | 0 | 0 | 0 | 0.097875 | 0.07982
1992 | 52.5625 | 0 | 0 | 0 | 0 | 0 | 0 | 0.11353 | 0.087802
1992 | 52.5729 | 0 | 0 | 0 | 0 | 0 | 0 | 0.097875 | 0.13569
1992 | 52.5833 | 0 | 0 | 0 | 0 | 0 | 0 | 0.12919 | 0.059865
1992 | 52.5937 | 0 | 0 | 0 | 0 | 0 | 0 | 0.1292 | 0.099775
1992 | 52.6042 | 0 | 0 | 0 | 0 | 0 | 0 | 0.090045 | 0.091793
1992 | 52.6146 | 0 | 0 | 0 | 0 | 0 | 0 | 0.10962 | 0.087802
1992 | 52.625 | 0 | 0 | 0 | 0 | 0 | 0 | 0.10179 | 0.095784
1992 | 52.6354 | 0 | 0 | 0 | 0 | 0 | 0 | 0.10179 | 0.14767
1992 | 52.6458 | 0 | 0 | 0 | 0 | 0 | 0 | 0.10571 | 0.03991
1992 | 52.6562 | 0 | 0 | 0 | 0 | 0 | 0 | 0.09396 | 0.07982
1992 | 52.6667 | 0 | 0 | 0 | 0 | 0 | 0 | 0.11745 | 0.10377
1992 | 52.6771 | 0 | 0 | 0 | 0 | 0 | 0 | 0.10179 | 0.11574
1992 | 52.6875 | 0 | 0 | 0 | 0 | 0 | 0 | 0.10571 | 0.10776
1992 | 52.6979 | 0 | 0 | 0 | 0 | 0 | 0 | 0.07047 | 0.03991
1992 | 52.7083 | 0 | 0 | 0 | 0 | 0 | 0 | 0.058725 | 0.019955
1992 | 52.7187 | 0 | 0 | 0 | 0 | 0 | 0 | 0.066555 | 0.035919
1992 | 52.7292 | 0 | 0 | 0 | 0 | 0 | 0 | 0.074385 | 0.043901
1992 | 52.7396 | 0 | 0.047892 | 0 | 0 | 0 | 0 | 0.058725 | 0.083811
1992 | 52.75 | 0 | 0 | 0 | 0 | 0 | 0 | 0.043065 | 0.095784
1992 | 52.7604 | 0 | 0 | 0 | 0 | 0 | 0 | 0.02349 | 0.055874
1992 | 52.7708 | 0 | 0 | 0 | 0 | 0 | 0 | 0.03132 | 0.031928
1992 | 52.7812 | 0 | 0 | 0 | 0 | 0 | 0 | 0.019575 | 0.023946
1992 | 52.7917 | 0 | 0 | 0 | 0 | 0 | 0 | 0.011745 | 0.043901
1992 | 52.8021 | 0 | 0 | 0 | 0 | 0 | 0 | 0.011745 | 0.011973
1992 | 52.8125 | 0 | 0 | 0 | 0 | 0 | 0 | 0.00783 | -0.011973
1992 | 52.8229 | 0 | 0 | 0 | 0 | 0 | 0 | -0.00783 | 0.003991
1992 | 52.8333 | 0 | 0 | 0 | 0 | 0 | 0 | 0.003915 | -0.011973
1992 | 52.8437 | 0 | 0 | 0 | 0 | 0 | 0 | 0.027405 | 0.027937
1992 | 52.8542 | 0 | 0 | 0 | 0 | 0 | 0 | 0 | 0.075829
1992 | 52.8646 | 0 | 0 | 0 | 0 | 0 | 0 | 0.01566 | -0.043901
1992 | 52.875 | 0.00783 | 0 | 0 | 0 | 0 | 0 | 0 | -0.011973
1992 | 52.8854 | 0 | 0 | 0 | 0 | 0 | 0 | 0.011745 | 0.051883
1992 | 52.8958 | 0 | 0 | 0 | 0 | 0 | 0 | 0.02349 | -0.011973
1992 | 52.9062 | 0 | 0 | 0 | 0 | 0 | 0 | 0.00783 | -0.03991
1992 | 52.9167 | 0 | 0 | 0 | 0 | 0 | 0 | 0.003915 | 0.051883
1992 | 52.9271 | 0 | 0 | 0 | 0 | 0 | 0 | -0.003915 | 0
1992 | 52.9375 | 0 | 0 | 0 | 0 | 0 | 0 | 0.011745 | 0.031928
1992 | 52.9479 | 0 | 0 | 0 | 0 | 0 | 0 | 0 | -0.011973
1992 | 52.9583 | 0 | 0 | 0 | 0 | 0 | 0 | 0.00783 | 0.007982
1992 | 52.9687 | 0 | 0 | 0 | 0 | 0 | 0 | -2.8422e-14 | 0.007982
1992 | 52.9792 | 0 | 0 | 0 | 0 | 0 | 0 | 0 | 0.007982
1992 | 52.9896 | 0 | 0 | 0 | 0 | 0 | 0 | 0.003915 | 0.03991
1992 | 53 | 0 | 0 | 0 | 0 | 0 | 0 | 0.003915 | -0.03991
1992 | 53.0104 | 0 | 0 | 0 | 0 | 0 | 0 | 0.003915 | -0.003991
1992 | 53.0208 | 0 | 0 | 0 | 0 | 0 | 0 | 0.003915 | 0.015964
1992 | 53.0312 | 0.00783 | 0 | 0 | 0 | 0 | 0 | 0.003915 | 0.019955
1992 | 53.0417 | 0 | 0.007982 | 0 | 0 | 0 | 0 | 0.003915 | -0.015964
1992 | 53.0521 | 0.00783 | 0 | 0 | 0 | 0 | 0 | 0.003915 | 0.003991
1992 | 53.0625 | 0 | 0 | 0 | 0 | 0 | 0 | 0.003915 | 0.015964
1992 | 53.0729 | 0 | 0 | 0 | 0 | 0 | 0 | -0.003915 | -0.007982
1992 | 53.0833 | 0.01566 | 0 | 0 | 0 | 0 | 0 | 0.011745 | -0.015964
1992 | 53.0937 | 0 | 0 | 0 | 0 | 0 | 0 | 0 | -0.003991
1992 | 53.1042 | 0 | 0 | 0 | 0 | 0 | 0 | 0 | 0.023946
1992 | 53.1146 | 0 | 0 | 0 | 0 | 0 | 0 | 0.003915 | -0.019955
1992 | 53.125 | 0 | 0 | 0 | 0 | 0 | 0 | -0.00783 | 0.015964
1992 | 53.1354 | 0 | 0 | 0 | 0 | 0 | 0 | 0.00783 | 0.019955
1992 | 53.1458 | 0 | 0.015964 | 0 | 0 | 0 | 0 | -0.003915 | -0.019955
1992 | 53.1562 | 0 | 0 | 0 | 0 | 0 | 0 | 0 | 0.015964
1992 | 53.1667 | 0.01566 | 0 | 0 | 0 | 0 | 0 | 0.011745 | 0.043901
1992 | 53.1771 | 0 | 0 | 0 | 0 | 0 | 0 | 0.00783 | 0.015964
1992 | 53.1875 | 0 | 0.023946 | 0 | 0 | 0 | 0 | 0.011745 | -0.027937
1992 | 53.1979 | 0 | 0 | 0 | 0 | 0 | 0 | 0.02349 | 0.031928
1992 | 53.2083 | 0.03915 | 0 | 0 | 0 | 0 | 0 | -0.003915 | 0
1992 | 53.2187 | 0 | 0 | 0 | 0 | 0 | 0 | 0.00783 | 0.023946
1992 | 53.2292 | 0 | 0 | 0 | 0 | 0 | 0 | 0.03915 | -0.047892
1992 | 53.2396 | 0 | 0 | 0 | 0 | 0 | 0 | 0.011745 | -0.019955
1992 | 53.25 | 0 | 0 | 0 | 0 | 0 | 0 | 0.003915 | 0.063856
1992 | 53.2604 | 0 | 0 | 0 | 0 | 0 | 0 | 0.011745 | -0.015964
1992 | 53.2708 | 0 | 0 | 0 | 0 | 0 | 0 | 0 | 0.023946
1992 | 53.2812 | 0 | 0 | 0 | 0 | 0 | 0 | 0.003915 | 0.011973
1992 | 53.2917 | 0.00783 | 0 | 0 | 0 | 0 | 0 | -2.8422e-14 | 0.007982
1992 | 53.3021 | 0 | 0.031928 | 0 | 0 | 0 | 0 | 0.027405 | 0.003991
1992 | 53.3125 | 0 | 0 | 0 | 0 | 0 | 0 | -0.00783 | -0.015964
1992 | 53.3229 | 0 | 0 | 0 | 0 | 0 | 0 | -0.003915 | 0.031928
1992 | 53.3333 | 0 | 0 | 0 | 0 | 0 | 0 | 0 | -0.007982
1992 | 53.3437 | 0 | 0 | 0 | 0 | 0 | 0 | 0.011745 | 0.023946
1992 | 53.3542 | 0 | 0 | 0 | 0 | 0 | 0 | 0.011745 | -0.087802
1992 | 53.3646 | 0 | 0 | 0 | 0 | 0 | 0 | 0.027405 | 0.11574
1992 | 53.375 | 0 | 0 | 0 | 0 | 0 | 0 | 0.00783 | 0.015964
1992 | 53.3854 | 0 | 0 | 0 | 0 | 0 | 0 | 0.050895 | -0.007982
1992 | 53.3958 | 0 | 0 | 0 | 0 | 0 | 0 | 0.027405 | 0.067847
1992 | 53.4062 | 0 | 0 | 0 | 0 | 0 | 0 | 0.03915 | 0.019955
1992 | 53.4167 | 0 | 0 | 0 | 0 | 0 | 0 | 0.027405 | 0.031928
1992 | 53.4271 | 0 | 0 | 0 | 0 | 0 | 0 | 0.043065 | 0.095784
1992 | 53.4375 | 0 | 0 | 0 | 0 | 0 | 0 | 0.058725 | 0.023946
1992 | 53.4479 | 0 | 0 | 0 | 0 | 0 | 0 | 0.0783 | 0.03991
1992 | 53.4583 | 0 | 0 | 0 | 0 | 0 | 0 | 0.07047 | -0.007982
1992 | 53.4687 | 0 | 0 | 0 | 0 | 0 | 0 | 0.0783 | 0.13569
1992 | 53.4792 | 0 | 0 | 0 | 0 | 0 | 0 | 0.097875 | 0.075829
1992 | 53.4896 | 0 | 0 | 0 | 0 | 0 | 0 | 0.11354 | 0.11973
1992 | 53.5 | 0 | 0 | 0 | 0 | 0 | 0 | 0.11353 | 0.055874
1992 | 53.5104 | 0 | 0 | 0 | 0 | 0 | 0 | 0.12136 | 0.1756
1992 | 53.5208 | 0 | 0 | 0 | 0 | 0 | 0 | 0.11745 | 0.031928
1992 | 53.5312 | 0 | 0 | 0 | 0 | 0 | 0 | 0.12136 | 0.1756
1992 | 53.5417 | 0 | 0 | 0 | 0 | 0 | 0 | 0.1292 | 0.055874
1992 | 53.5521 | 0 | 0 | 0 | 0 | 0 | 0 | 0.11353 | 0.12372
1992 | 53.5625 | 0 | 0 | 0 | 0 | 0 | 0 | 0.13703 | 0.12771
1992 | 53.5729 | 0 | 0 | 0 | 0 | 0 | 0 | 0.097875 | 0.099775
1992 | 53.5833 | 0 | 0 | 0 | 0 | 0 | 0 | 0.11354 | 0.1317
1992 | 53.5937 | 0 | 0 | 0 | 0 | 0 | 0 | 0.13702 | 0.047892
1992 | 53.6042 | 0 | 0 | 0 | 0 | 0 | 0 | 0.10571 | 0.11574
1992 | 53.6146 | 0 | 0 | 0 | 0 | 0 | 0 | 0.1292 | 0.1756
1992 | 53.625 | 0 | 0 | 0 | 0 | 0 | 0 | 0.10571 | 0.07982
1992 | 53.6354 | 0 | 0 | 0 | 0 | 0 | 0 | 0.10962 | 0.15565
1992 | 53.6458 | 0 | 0 | 0 | 0 | 0 | 0 | 0.12136 | 0.067847
1992 | 53.6562 | 0 | 0 | 0 | 0 | 0 | 0 | 0.1292 | 0.10776
1992 | 53.6667 | 0 | 0 | 0 | 0 | 0 | 0 | 0.07047 | 0.075829
1992 | 53.6771 | 0 | 0 | 0 | 0 | 0 | 0 | 0.066555 | 0.095784
1992 | 53.6875 | 0 | 0 | 0 | 0 | 0 | 0 | 0.090045 | 0.10377
1992 | 53.6979 | 0 | 0 | 0 | 0 | 0 | 0 | 0.0783 | 0.023946
1992 | 53.7083 | 0 | 0 | 0 | 0 | 0 | 0 | 0.066555 | 0.11175
1992 | 53.7187 | 0 | 0 | 0 | 0 | 0 | 0 | 0.05481 | -0.007982
1992 | 53.7292 | 0 | 0 | 0 | 0 | 0 | 0 | 0.03915 | 0.071838
1992 | 53.7396 | 0 | 0 | 0 | 0 | 0 | 0 | 0.02349 | 0.019955
1992 | 53.75 | 0 | 0 | 0 | 0 | 0 | 0 | 0.019575 | 0.047892
1992 | 53.7604 | 0 | 0 | 0 | 0 | 0 | 0 | 0.00783 | 0.035919
1992 | 53.7708 | 0 | 0.015964 | 0 | 0 | 0 | 0 | 0.02349 | -0.011973
1992 | 53.7812 | 0.00783 | 0.047892 | 0 | 0 | 0 | 0 | 0.003915 | 0.031928
1992 | 53.7917 | 0 | 0 | 0 | 0 | 0 | 0 | 0.011745 | 0.075829
1992 | 53.8021 | 0 | 0 | 0 | 0 | 0 | 0 | 0.003915 | -0.087802
1992 | 53.8125 | 0 | 0 | 0 | 0 | 0 | 0 | 0.00783 | 0.047892
1992 | 53.8229 | 0 | 0.031928 | 0 | 0 | 0 | 0 | 0.003915 | -0.003991
1992 | 53.8333 | 0 | 0 | 0 | 0 | 0 | 0 | -0.00783 | 0.067847
1992 | 53.8437 | 0 | 0 | 0 | 0 | 0 | 0 | 0.01566 | 0.015964
1992 | 53.8542 | 0 | 0 | 0 | 0 | 0 | 0 | 0.00783 | -0.023946
1992 | 53.8646 | 0 | 0 | 0 | 0 | 0 | 0 | -0.003915 | -0.019955
1992 | 53.875 | 0 | 0 | 0 | 0 | 0 | 0 | 0.011745 | 0.035919
1992 | 53.8854 | 0 | 0 | 0 | 0 | 0 | 0 | 0.011745 | 0.031928
1992 | 53.8958 | 0 | 0 | 0 | 0 | 0 | 0 | -0.003915 | 0.007982
1992 | 53.9062 | 0 | 0 | 0 | 0 | 0 | 0 | 0.003915 | 0.019955
1992 | 53.9167 | 0 | 0 | 0 | 0 | 0 | 0 | 0 | -0.031928
1992 | 53.9271 | 0 | 0.03991 | 0 | 0 | 0 | 0 | 0 | 0.031928
1992 | 53.9375 | 0 | 0 | 0 | 0 | 0 | 0 | -0.003915 | -0.011973
1992 | 53.9479 | 0 | 0 | 0 | 0 | 0 | 0 | 0 | -0.007982
1992 | 53.9583 | 0 | 0 | 0 | 0 | 0 | 0 | 0.00783 | 0.071838
1992 | 53.9687 | 0 | 0.015964 | 0 | 0 | 0 | 0 | 0 | -0.019955
1992 | 53.9792 | 0.00783 | 0 | 0 | 0 | 0 | 0 | 0.01566 | 0.031928
1992 | 53.9896 | 0 | 0 | 0 | 0 | 0 | 0 | 0.003915 | 0.003991
1992 | 54 | 0 | 0 | 0 | 0 | 0 | 0 | 0.011745 | 0.007982
1992 | 54.0104 | 0 | 0.015964 | 0 | 0 | 0 | 0 | 0.003915 | -0.023946
1992 | 54.0208 | 0 | 0 | 0 | 0 | 0 | 0 | 0 | 0.007982
1992 | 54.0312 | 0 | 0 | 0 | 0 | 0 | 0 | 0.00783 | 0.03991
1992 | 54.0417 | 0.00783 | 0.031928 | 0 | 0 | 0 | 0 | 0.003915 | -0.007982
1992 | 54.0521 | 0 | 0 | 0 | 0 | 0 | 0 | -0.003915 | 0
1992 | 54.0625 | 0 | 0 | 0 | 0 | 0 | 0 | 0.01566 | 0.035919
1992 | 54.0729 | 0.00783 | 0 | 0 | 0 | 0 | 0 | 2.8422e-14 | -0.007982
1992 | 54.0833 | 0 | 0.023946 | 0 | 0 | 0 | 0 | 0.003915 | -0.015964
1992 | 54.0937 | 0 | 0 | 0 | 0 | 0 | 0 | 0.003915 | 0.059865
1992 | 54.1042 | 0 | 0 | 0 | 0 | 0 | 0 | 0.003915 | 0.027937
1992 | 54.1146 | 0 | 0.007982 | 0 | 0 | 0 | 0 | -0.011745 | -0.047892
1992 | 54.125 | 0 | 0 | 0 | 0 | 0 | 0 | 0.019575 | 0.059865
1992 | 54.1354 | 0 | 0.055874 | 0 | 0 | 0 | 0 | -0.019575 | -0.035919
1992 | 54.1458 | 0.00783 | 0 | 0 | 0 | 0 | 0 | 0.003915 | 0.023946
1992 | 54.1562 | 0 | 0 | 0 | 0 | 0 | 0 | 0.003915 | 0.035919
1992 | 54.1667 | 0 | 0.055874 | 0 | 0 | 0 | 0 | 0 | 0.007982
1992 | 54.1771 | 0 | 0 | 0 | 0 | 0 | 0 | 0 | 0.043901
1992 | 54.1875 | 0.01566 | 0 | 0 | 0 | 0 | 0 | -0.011745 | -0.023946
1992 | 54.1979 | 0 | 0 | 0 | 0 | 0 | 0 | 0.027405 | 0.007982
1992 | 54.2083 | 0 | 0 | 0 | 0 | 0 | 0 | -0.011745 | 0.011973
1992 | 54.2187 | 0 | 0 | 0 | 0 | 0 | 0 | 0.00783 | 0.011973
1992 | 54.2292 | 0 | 0.063856 | 0 | 0 | 0 | 0 | 0.00783 | 0.051883
1992 | 54.2396 | 0.00783 | 0.015964 | 0 | 0 | 0 | 0 | 0.003915 | 0.023946
1992 | 54.25 | 0 | 0 | 0 | 0 | 0 | 0 | 0.003915 | -0.007982
1992 | 54.2604 | 0 | 0 | 0 | 0 | 0 | 0 | 0.003915 | 0.003991
1992 | 54.2708 | 0 | 0 | 0 | 0 | 0 | 0 | 0.00783 | 0
1992 | 54.2812 | 0 | 0.031928 | 0 | 0 | 0 | 0 | -0.003915 | 0.019955
1992 | 54.2917 | 0 | 0 | 0 | 0 | 0 | 0 | 0.003915 | 0.003991
1992 | 54.3021 | 0.01566 | 0 | 0 | 0 | 0 | 0 | 0.003915 | 0.003991
1992 | 54.3125 | 0 | 0.031928 | 0 | 0 | 0 | 0 | -0.019575 | 0.03991
1992 | 54.3229 | 0 | 0.03991 | 0 | 0 | 0 | 0 | 0.01566 | -0.007982
1992 | 54.3333 | 0.01566 | 0 | 0 | 0 | 0 | 0 | 0.00783 | 0.03991
1992 | 54.3437 | 0 | 0 | 0 | 0 | 0 | 0 | -0.003915 | -0.015964
1992 | 54.3542 | 0 | 0.023946 | 0 | 0 | 0 | 0 | -0.00783 | 0.043901
1992 | 54.3646 | 0 | 0 | 0 | 0 | 0 | 0 | 0.019575 | 0.011973
1992 | 54.375 | 0 | 0 | 0 | 0 | 0 | 0 | 0.011745 | -0.003991
1992 | 54.3854 | 0 | 0 | 0 | 0 | 0 | 0 | 0.019575 | -0.007982
1992 | 54.3958 | 0 | 0 | 0 | 0 | 0 | 0 | 0.027405 | 0.075829
1992 | 54.4062 | 0 | 0 | 0 | 0 | 0 | 0 | 0.066555 | -0.003991
1992 | 54.4167 | 0 | 0.047892 | 0 | 0 | 0 | 0 | 0.035235 | 0.023946
1992 | 54.4271 | 0 | 0 | 0 | 0 | 0 | 0 | 0.06264 | 0.091793
1992 | 54.4375 | 0 | 0 | 0 | 0 | 0 | 0 | 0.027405 | 0.071838
1992 | 54.4479 | 0 | 0 | 0 | 0 | 0 | 0 | 0.090045 | 0.007982
1992 | 54.4583 | 0 | 0 | 0 | 0 | 0 | 0 | 0.06264 | 0.051883
1992 | 54.4687 | 0 | 0 | 0 | 0 | 0 | 0 | 0.090045 | 0.063856
1992 | 54.4792 | 0 | 0 | 0 | 0 | 0 | 0 | 0.0783 | 0.075829
1992 | 54.4896 | 0 | 0 | 0 | 0 | 0 | 0 | 0.08613 | 0.07982
1992 | 54.5 | 0 | 0 | 0 | 0 | 0 | 0 | 0.10179 | 0.071838
1992 | 54.5104 | 0 | 0 | 0 | 0 | 0 | 0 | 0.082215 | 0.067847
1992 | 54.5208 | 0 | 0 | 0 | 0 | 0 | 0 | 0.074385 | 0.11175
1992 | 54.5312 | 0 | 0 | 0 | 0 | 0 | 0 | 0.11353 | 0.027937
1992 | 54.5417 | 0 | 0 | 0 | 0 | 0 | 0 | 0.090045 | 0.14767
1992 | 54.5521 | 0 | 0 | 0 | 0 | 0 | 0 | 0.11354 | 0.091793
1992 | 54.5625 | 0 | 0 | 0 | 0 | 0 | 0 | 0.0783 | 0.047892
1992 | 54.5729 | 0 | 0 | 0 | 0 | 0 | 0 | 0.08613 | 0.03991
1992 | 54.5833 | 0 | 0 | 0 | 0 | 0 | 0 | 0.058725 | -0.03991
1992 | 54.5937 | 0 | 0 | 0 | 0 | 0 | 0 | 0.04698 | 0.1796
1992 | 54.6042 | 0 | 0 | 0 | 0 | 0 | 0 | 0.03132 | 0.007982
1992 | 54.6146 | 0 | 0 | 0 | 0 | 0 | 0 | 0.050895 | 0.083811
1992 | 54.625 | 0 | 0 | 0 | 0 | 0 | 0 | 0.12136 | 0.015964
1992 | 54.6354 | 0 | 0 | 0 | 0 | 0 | 0 | 0.10571 | 0.011973
1992 | 54.6458 | 0 | 0 | 0 | 0 | 0 | 0 | 0.097875 | 0.051883
1992 | 54.6562 | 0 | 0 | 0 | 0 | 0 | 0 | 0.08613 | 0.30332
1992 | 54.6667 | 0 | 0 | 0 | 0 | 0 | 0 | 0.03915 | 0.015964
1992 | 54.6771 | 0 | 0.007982 | 0 | 0 | 0 | 0 | 0.066555 | -0.067847
1992 | 54.6875 | 0 | 0 | 0 | 0 | 0 | 0 | 0.0783 | 0.11175
1992 | 54.6979 | 0 | 0 | 0 | 0 | 0 | 0 | 0.04698 | 0.11574
1992 | 54.7083 | 0 | 0 | 0 | 0 | 0 | 0 | 0.06264 | 0.087802
1992 | 54.7187 | 0 | 0 | 0 | 0.087802 | 0 | 0 | 0.027405 | 0.19157
1992 | 54.7292 | 0 | 0.023946 | 0 | 0.071838 | 0 | 0 | 0.027405 | -0.007982
1992 | 54.7396 | 0 | 0.007982 | 0 | 0 | 0 | 0 | 0.00783 | 0.011973
1992 | 54.75 | 0 | 0 | 0 | 0 | 0 | 0 | 0.03132 | 0.03991
1992 | 54.7604 | 0 | 0 | 0 | 0 | 0 | 0 | 0 | 0.063856
1992 | 54.7708 | 0 | 0 | 0 | 0.07982 | 0 | 0 | 0.003915 | 0
1992 | 54.7812 | 0 | 0 | 0 | 0 | 0 | 0 | 0 | 0.015964
1992 | 54.7917 | 0.03132 | 0 | 0 | 0 | 0 | 0 | -0.003915 | -0.003991
1992 | 54.8021 | 0 | 0.055874 | 0 | 0 | 0 | 0 | -0.02349 | 0.035919
1992 | 54.8125 | 0 | 0 | 0 | 0 | 0 | 0 | 0.00783 | 0.047892
1992 | 54.8229 | 0 | 0 | 0 | 0 | 0 | 0 | 0 | -0.031928
1992 | 54.8333 | 0 | 0 | 0 | 0 | 0 | 0 | 0.02349 | 0.07982
1992 | 54.8437 | 0 | 0 | 0 | 0 | 0 | 0 | 0.00783 | -0.067847
1992 | 54.8542 | 0 | 0.031928 | 0 | 0 | 0 | 0 | 0.02349 | -0.023946
1992 | 54.8646 | 0 | 0 | 0 | 0 | 0 | 0 | 0.003915 | 0.091793
1992 | 54.875 | 0 | 0 | 0 | 0 | 0 | 0 | 0.011745 | 0.051883
1992 | 54.8854 | 0.01566 | 0 | 0 | 0 | 0 | 0 | 0.003915 | -0.059865
1992 | 54.8958 | 0 | 0 | 0 | 0 | 0 | 0 | 0.01566 | 0.047892
1992 | 54.9062 | 0 | 0 | 0 | 0 | 0 | 0 | 0.011745 | -0.015964
1992 | 54.9167 | 0 | 0 | 0 | 0 | 0 | 0 | 0.01566 | -0.047892
1992 | 54.9271 | 0 | 0 | 0 | 0 | 0 | 0 | 0.003915 | 0.12372
1992 | 54.9375 | 0 | 0 | 0.03915 | 0.20753 | 0 | 0 | 0.07047 | 0.17161
1992 | 54.9479 | 0 | 0 | 0.04698 | 0 | 0 | 0 | 0 | -0.059865
1992 | 54.9583 | 0 | 0 | 0.8613 | 0.72636 | 0 | 0 | 0 | 0
1992 | 54.9687 | 0 | 0 | 0.73602 | 0.6226 | 0 | 0 | 0 | 0
1992 | 54.9792 | 0 | 0 | 1.5112 | 1.7401 | 0 | 0 | 0 | 0
1992 | 54.9896 | 0 | 0 | 1.5347 | 1.6283 | 0 | 0 | 0 | 0
1992 | 55 | 0 | 0 | 0.91611 | 1.0856 | 0 | 0 | 0 | 0
1992 | 55.0104 | 0 | 0 | 0.45414 | 0.38314 | 0 | 0 | 0 | 0.03991
1992 | 55.0208 | 0 | 0.047892 | 0.22707 | 0.27139 | 0 | 0 | 0 | 0.12771
1992 | 55.0312 | 0 | 0 | 0.55593 | 0.6226 | 0 | 0 | 0 | 0
1992 | 55.0417 | 0 | 0 | 0.3915 | 0.27139 | 0 | 0 | 0 | 0
1992 | 55.0521 | 0 | 0 | 0.25839 | 0.27937 | 0 | 0 | 0 | 0.031928
1992 | 55.0625 | 0 | 0 | 0.1566 | 0.095784 | 0 | 0 | 0 | 0
1992 | 55.0729 | 0 | 0 | 0.04698 | -0.015964 | 0 | 0 | 0 | 0.019955
1992 | 55.0833 | 0 | 0 | 0.01566 | 0 | 0 | 0 | 0.07047 | -0.027937
1992 | 55.0937 | 0 | 0 | 0 | 0 | 0 | 0 | 0.05481 | 0.019955
1992 | 55.1042 | 0 | 0 | 0 | 0 | 0 | 0 | 0.035235 | 0.10377
1992 | 55.1146 | 0 | 0 | 0 | 0 | 0 | 0 | 0.01566 | -0.015964
1992 | 55.125 | 0 | 0 | 0 | 0 | 0 | 0 | 0.050895 | -0.12372
1992 | 55.1354 | 0.06264 | 0 | 0 | 0 | 0 | 0 | 0.003915 | -0.015964
1992 | 55.1458 | 0 | 0 | 0 | 0 | 0 | 0 | 0.011745 | 0.14368
1992 | 55.1562 | 0 | 0 | 0 | 0 | 0 | 0 | 0.03132 | -0.027937
1992 | 55.1667 | 0 | 0 | 0 | 0 | 0 | 0 | -0.07047 | -0.035919
1992 | 55.1771 | 0 | 0 | 0 | 0 | 0 | 0 | 0.066555 | 0.051883
1992 | 55.1875 | 0 | 0.063856 | 0 | 0 | 0 | 0 | 0.003915 | 0.059865
1992 | 55.1979 | 0.00783 | 0.023946 | 0 | 0 | 0 | 0 | 0.003915 | 0.007982
1992 | 55.2083 | 0 | 0 | 0 | 0 | 0 | 0 | 0.027405 | -0.15166
1992 | 55.2187 | 0 | 0 | 0 | 0 | 0 | 0 | 0.019575 | 0.16363
1992 | 55.2292 | 0 | 0 | 0 | 0 | 0 | 0 | -0.00783 | 0.13969
1992 | 55.2396 | 0 | 0 | 0 | 0 | 0 | 0 | 0.019575 | -0.015964
1992 | 55.25 | 0 | 0 | 0 | 0 | 0 | 0 | 0.05481 | -0.003991
1992 | 55.2604 | 0 | 0 | 0 | 0 | 0 | 0 | -0.019575 | 0.063856
1992 | 55.2708 | 0 | 0 | 0 | 0 | 0 | 0 | 0.03915 | -0.095784
1992 | 55.2812 | 0 | 0 | 0 | 0 | 0 | 0 | 0.02349 | 0.21152
1992 | 55.2917 | 0 | 0 | 0 | 0 | 0 | 0 | 0.027405 | -0.20354
1992 | 55.3021 | 0 | 0 | 0 | 0 | 0 | 0 | 0 | 0.067847
1992 | 55.3125 | 0 | 0.007982 | 0 | 0 | 0 | 0 | 0.00783 | 0.3113
1992 | 55.3229 | 0 | 0 | 0 | 0 | 0 | 0 | 0.074385 | -0.49089
1992 | 55.3333 | 0 | 0 | 0 | 0 | 0 | 0 | 0.01566 | 0.3552
1992 | 55.3437 | 0 | 0.055874 | 0 | 0 | 0 | 0 | -0.02349 | -0.023946
1992 | 55.3542 | 0 | 0 | 0 | 0 | 0 | 0 | 0.035235 | 0.083811
1992 | 55.3646 | 0 | 0 | 0 | 0 | 0 | 0 | 0.05481 | -0.23148
1992 | 55.375 | 0 | 0 | 0 | 0 | 0 | 0 | 0 | 0.11175
1992 | 55.3854 | 0 | 0 | 0 | 0 | 0 | 0 | 0.058725 | -0.14767
1992 | 55.3958 | 0 | 0 | 0 | 0 | 0 | 0 | -0.027405 | 0.47892
1992 | 55.4062 | 0 | 0 | 0 | 0 | 0 | 0 | 2.8422e-14 | 0.031928
1992 | 55.4167 | 0 | 0 | 0 | 0 | 0 | 0 | 0.0783 | -0.28336
1992 | 55.4271 | 0 | 0 | 0 | 0 | 0 | 0 | 0.019575 | -0.027937
1992 | 55.4375 | 0 | 0 | 0 | 0 | 0 | 0 | 0.019575 | 0.1317
1992 | 55.4479 | 0 | 0 | 0 | 0 | 0 | 0 | 0.011745 | 0.12771
1992 | 55.4583 | 0 | 0 | 0 | 0 | 0 | 0 | 0.04698 | -0.11973
1992 | 55.4687 | 0 | 0 | 0 | 0 | 0 | 0 | 0.00783 | 0.31529
1992 | 55.4792 | 0 | 0.007982 | 0 | 0 | 0 | 0 | 0.027405 | -0.055874
1992 | 55.4896 | 0 | 0.031928 | 0 | 0 | 0 | 0 | 0.043065 | -0.071838
1992 | 55.5 | 0 | 0 | 0 | 0 | 0 | 0 | 0.02349 | -0.15565
1992 | 55.5104 | 0 | 0 | 0 | 0 | 0 | 0 | 0.027405 | 0.11973
1992 | 55.5208 | 0 | 0 | 0 | 0 | 0 | 0 | 0.066555 | -0.12372
1992 | 55.5312 | 0 | 0 | 0 | 0 | 0 | 0 | 0.02349 | 0.12771
1992 | 55.5417 | 0 | 0 | 0 | 0 | 0 | 0 | 0.082215 | 0.13569
1992 | 55.5521 | 0 | 0 | 0 | 0 | 0 | 0 | 0.02349 | 0.1756
1992 | 55.5625 | 0 | 0 | 0 | 0 | 0 | 0 | 0.06264 | 0.13969
1992 | 55.5729 | 0 | 0 | 0 | 0 | 0 | 0 | 0.08613 | -0.25542
1992 | 55.5833 | 0 | 0 | 0 | 0 | 0 | 0 | 0.02349 | 0.19157
1992 | 55.5937 | 0 | 0 | 0 | 0 | 0 | 0 | 0.05481 | 0.20753
1992 | 55.6042 | 0 | 0 | 0 | 0 | 0 | 0 | 0.058725 | 0.011973
1992 | 55.6146 | 0 | 0 | 0 | 0 | 0 | 0 | 0.02349 | -0.027937
1992 | 55.625 | 0 | 0 | 0 | 0 | 0 | 0 | 0.082215 | 0.07982
1992 | 55.6354 | 0 | 0 | 0 | 0 | 0 | 0 | 0.03915 | 0.03991
1992 | 55.6458 | 0 | 0 | 0 | 0 | 0 | 0 | 0.04698 | 0.087802
1992 | 55.6562 | 0 | 0 | 0 | 0 | 0 | 0 | 0.03915 | 0.035919
1992 | 55.6667 | 0 | 0.023946 | 0 | 0 | 0 | 0 | 0.050895 | -0.015964
1992 | 55.6771 | 0 | 0 | 0 | 0 | 0 | 0 | 0.043065 | 0.11973
1992 | 55.6875 | 0 | 0 | 0 | 0 | 0 | 0 | 0.04698 | -0.063856
1992 | 55.6979 | 0 | 0 | 0 | 0 | 0 | 0 | 0.050895 | 0.087802
1992 | 55.7083 | 0 | 0 | 0 | 0 | 0 | 0 | 0.03915 | 0.11574
1992 | 55.7187 | 0 | 0 | 0 | 0 | 0 | 0 | 0.043065 | 0.003991
1992 | 55.7292 | 0 | 0 | 0 | 0 | 0 | 0 | 0.03132 | 0.07982
1992 | 55.7396 | 0 | 0 | 0 | 0 | 0 | 0 | 0.03915 | 0.047892
1992 | 55.75 | 0 | 0 | 0 | 0 | 0 | 0 | 0.027405 | -0.003991
1992 | 55.7604 | 0 | 0 | 0 | 0 | 0 | 0 | 0.01566 | 0.015964
1992 | 55.7708 | 0 | 0 | 0 | 0 | 0 | 0 | 0.011745 | 0.03991
1992 | 55.7812 | 0 | 0 | 0 | 0 | 0 | 0 | 0.019575 | 0.007982
1992 | 55.7917 | 0 | 0 | 0 | 0 | 0 | 0 | 0.019575 | 0.043901
1992 | 55.8021 | 0 | 0 | 0 | 0 | 0 | 0 | 0 | 0
1992 | 55.8125 | 0 | 0 | 0 | 0 | 0 | 0 | 0.00783 | 0.007982
1992 | 55.8229 | 0 | 0 | 0 | 0 | 0 | 0 | 0.00783 | 0.027937
1992 | 55.8333 | 0 | 0.031928 | 0 | 0 | 0 | 0 | 0.011745 | 0.019955
1992 | 55.8437 | 0 | 0 | 0 | 0 | 0 | 0 | 0 | 0.031928
1992 | 55.8542 | 0 | 0 | 0 | 0 | 0 | 0 | 0.00783 | -0.015964
1992 | 55.8646 | 0 | 0 | 0 | 0 | 0 | 0 | 0.003915 | 0.003991
1992 | 55.875 | 0 | 0 | 0 | 0 | 0 | 0 | 0.00783 | 0.035919
1992 | 55.8854 | 0 | 0 | 0 | 0 | 0 | 0 | 2.8422e-14 | -0.03991
1992 | 55.8958 | 0 | 0 | 0 | 0 | 0 | 0 | 0.011745 | 0.015964
1992 | 55.9062 | 0 | 0 | 0 | 0 | 0 | 0 | 0.003915 | 0.035919
1992 | 55.9167 | 0 | 0.015964 | 0 | 0 | 0 | 0 | 0.003915 | 0.011973
1992 | 55.9271 | 0 | 0 | 0 | 0 | 0 | 0 | 0.003915 | 0
1992 | 55.9375 | 0 | 0 | 0 | 0 | 0 | 0 | 0.003915 | 0
1992 | 55.9479 | 0 | 0 | 0 | 0 | 0 | 0 | 0.003915 | 0
1992 | 55.9583 | 0 | 0 | 0 | 0 | 0 | 0 | 0.003915 | 0.023946
1992 | 55.9687 | 0 | 0.023946 | 0 | 0 | 0 | 0 | 0.003915 | 0.015964
1992 | 55.9792 | 0 | 0 | 0 | 0 | 0 | 0 | 0 | 0.043901
1992 | 55.9896 | 0 | 0 | 0 | 0 | 0 | 0 | 0.00783 | -0.019955
1992 | 56 | 0.00783 | 0.023946 | 0 | 0 | 0 | 0 | 0 | 0.007982
1992 | 56.0104 | 0.00783 | 0 | 0 | 0 | 0 | 0 | 0.003915 | 0.015964
1992 | 56.0208 | 0 | 0.015964 | 0 | 0 | 0 | 0 | 0.00783 | 0.059865
1992 | 56.0312 | 0 | 0 | 0 | 0 | 0 | 0 | -0.003915 | -0.027937
1992 | 56.0417 | 0 | 0.007982 | 0 | 0 | 0 | 0 | 0 | -0.015964
1992 | 56.0521 | 0 | 0 | 0 | 0 | 0 | 0 | 0.00783 | 0.015964
1992 | 56.0625 | 0 | 0.063856 | 0 | 0 | 0 | 0 | -0.00783 | 0.03991
1992 | 56.0729 | 0 | 0 | 0 | 0 | 0 | 0 | 0 | 0
1992 | 56.0833 | 0 | 0 | 0 | 0 | 0 | 0 | 0 | 0.031928
1992 | 56.0937 | 0 | 0 | 0 | 0 | 0 | 0 | 0.003915 | -0.015964
1992 | 56.1042 | 0 | 0 | 0 | 0 | 0 | 0 | 0 | 0.011973
1992 | 56.1146 | 0.00783 | 0 | 0 | 0 | 0 | 0 | 0.003915 | -0.003991
1992 | 56.125 | 0 | 0.015964 | 0 | 0 | 0 | 0 | 0 | 0.003991
1992 | 56.1354 | 0 | 0 | 0 | 0 | 0 | 0 | 0.003915 | 0.011973
1992 | 56.1458 | 0 | 0 | 0 | 0 | 0 | 0 | -0.00783 | 0.003991
1992 | 56.1562 | 0 | 0 | 0 | 0 | 0 | 0 | 0 | -0.011973
1992 | 56.1667 | 0 | 0 | 0 | 0 | 0 | 0 | 0 | 0.019955
1992 | 56.1771 | 0 | 0 | 0 | 0 | 0 | 0 | 0.011745 | -0.011973
1992 | 56.1875 | 0 | 0 | 0 | 0 | 0 | 0 | 0.00783 | 0.003991
1992 | 56.1979 | 0 | 0 | 0 | 0 | 0 | 0 | 0 | 0.015964
1992 | 56.2083 | 0 | 0 | 0 | 0 | 0 | 0 | -0.00783 | -0.007982
1992 | 56.2187 | 0 | 0 | 0 | 0 | 0 | 0 | 0 | 0.007982
1992 | 56.2292 | 0 | 0 | 0 | 0 | 0 | 0 | 0.01566 | 0.011973
1992 | 56.2396 | 0 | 0 | 0 | 0 | 0 | 0 | 0.003915 | 0.015964
1992 | 56.25 | 0.00783 | 0.015964 | 0 | 0 | 0 | 0 | -0.00783 | -0.015964
1992 | 56.2604 | 0 | 0 | 0 | 0 | 0 | 0 | 0.011745 | 0.059865
1992 | 56.2708 | 0 | 0 | 0 | 0 | 0 | 0 | 0.011745 | 0.019955
1992 | 56.2812 | 0 | 0.023946 | 0 | 0 | 0 | 0 | -0.003915 | -0.015964
1992 | 56.2917 | 0 | 0 | 0 | 0 | 0 | 0 | 0 | 0
1992 | 56.3021 | 0.00783 | 0.007982 | 0 | 0 | 0 | 0 | 0 | 0.003991
1992 | 56.3125 | 0 | 0 | 0 | 0 | 0 | 0 | 0.003915 | -0.015964
1992 | 56.3229 | 0 | 0 | 0 | 0 | 0 | 0 | 0.003915 | 0.027937
1992 | 56.3333 | 0 | 0 | 0 | 0 | 0 | 0 | -0.00783 | 0
1992 | 56.3437 | 0 | 0 | 0 | 0 | 0 | 0 | 0.00783 | 0.043901
1992 | 56.3542 | 0 | 0 | 0 | 0 | 0 | 0 | 0 | -0.043901
1992 | 56.3646 | 0 | 0.015964 | 0 | 0 | 0 | 0 | 0.00783 | -2.8422e-14
1992 | 56.375 | 0 | 0.047892 | 0 | 0 | 0 | 0 | 0.00783 | 0.019955
1992 | 56.3854 | 0 | 0 | 0 | 0 | 0 | 0 | 0 | 0.071838
1992 | 56.3958 | 0 | 0 | 0 | 0 | 0 | 0 | 0.01566 | -0.031928
1992 | 56.4062 | 0 | 0 | 0 | 0 | 0 | 0 | 0.02349 | 0.019955
1992 | 56.4167 | 0 | 0.015964 | 0 | 0 | 0 | 0 | 0.027405 | 0.015964
1992 | 56.4271 | 0 | 0 | 0 | 0 | 0 | 0 | 0.035235 | 0.063856
1992 | 56.4375 | 0 | 0 | 0 | 0 | 0 | 0 | 0.035235 | -0.015964
1992 | 56.4479 | 0 | 0 | 0 | 0 | 0 | 0 | 0.043065 | 0.091793
1992 | 56.4583 | 0 | 0 | 0 | 0 | 0 | 0 | 0.050895 | -0.011973
1992 | 56.4687 | 0 | 0 | 0 | 0 | 0 | 0 | 0.074385 | 0.095784
1992 | 56.4792 | 0 | 0 | 0 | 0 | 0 | 0 | 0.07047 | 0.063856
1992 | 56.4896 | 0 | 0 | 0 | 0 | 0 | 0 | 0.08613 | 0.047892
1992 | 56.5 | 0 | 0 | 0 | 0 | 0 | 0 | 0.08613 | 0.071838
1992 | 56.5104 | 0 | 0 | 0 | 0 | 0 | 0 | 0.090045 | 0.12372
1992 | 56.5208 | 0 | 0 | 0 | 0 | 0 | 0 | 0.09396 | 0.015964
1992 | 56.5312 | 0 | 0 | 0 | 0 | 0 | 0 | 0.10962 | 0.071838
1992 | 56.5417 | 0 | 0 | 0 | 0 | 0 | 0 | 0.09396 | 0.11175
1992 | 56.5521 | 0 | 0 | 0 | 0 | 0 | 0 | 0.10571 | 0.099775
1992 | 56.5625 | 0 | 0 | 0 | 0 | 0 | 0 | 0.082215 | 0.091793
1992 | 56.5729 | 0 | 0 | 0 | 0 | 0 | 0 | 0.10571 | 0.12372
1992 | 56.5833 | 0 | 0 | 0 | 0 | 0 | 0 | 0.097875 | 0.015964
1992 | 56.5937 | 0 | 0 | 0 | 0 | 0 | 0 | 0.090045 | 0.1317
1992 | 56.6042 | 0 | 0 | 0 | 0 | 0 | 0 | 0.097875 | 0.003991
1992 | 56.6146 | 0 | 0 | 0 | 0 | 0 | 0 | 0.12136 | 0.20753
1992 | 56.625 | 0 | 0 | 0 | 0 | 0 | 0 | 0.07047 | 0.083811
1992 | 56.6354 | 0 | 0 | 0 | 0 | 0 | 0 | 0.09396 | -0.015964
1992 | 56.6458 | 0 | 0 | 0 | 0 | 0 | 0 | 0.09396 | 0.055874
1992 | 56.6562 | 0 | 0 | 0 | 0 | 0 | 0 | 0.06264 | 0.12771
1992 | 56.6667 | 0 | 0 | 0 | 0 | 0 | 0 | 0.04698 | 0.047892
1992 | 56.6771 | 0 | 0 | 0 | 0 | 0 | 0 | 0.0783 | 0.027937
1992 | 56.6875 | 0 | 0 | 0 | 0 | 0 | 0 | 0.058725 | 0.14368
1992 | 56.6979 | 0 | 0 | 0 | 0 | 0 | 0 | 0.090045 | 0.035919
1992 | 56.7083 | 0 | 0 | 0 | 0 | 0 | 0 | 0.074385 | 0.083811
1992 | 56.7187 | 0 | 0.055874 | 0 | 0 | 0 | 0 | 0.05481 | 0.099775
1992 | 56.7292 | 0 | 0 | 0 | 0 | 0 | 0 | 0.03132 | -0.035919
1992 | 56.7396 | 0 | 0 | 0 | 0 | 0 | 0 | 0.02349 | 0.087802
1992 | 56.75 | 0 | 0 | 0 | 0 | 0 | 0 | 0.043065 | -0.019955
1992 | 56.7604 | 0 | 0 | 0 | 0 | 0 | 0 | 0.019575 | 0.063856
1992 | 56.7708 | 0 | 0 | 0 | 0 | 0 | 0 | 0.00783 | 0.099775
1992 | 56.7812 | 0 | 0 | 0 | 0 | 0 | 0 | 0.02349 | -0.011973
1992 | 56.7917 | 0 | 0 | 0 | 0 | 0 | 0 | 0.00783 | -0.007982
1992 | 56.8021 | 0 | 0 | 0 | 0 | 0 | 0 | 0.011745 | -0.003991
1992 | 56.8125 | 0 | 0 | 0 | 0 | 0 | 0 | 0.011745 | 0.019955
1992 | 56.8229 | 0 | 0 | 0 | 0 | 0 | 0 | 0.003915 | 0.047892
1992 | 56.8333 | 0 | 0 | 0 | 0 | 0 | 0 | 0.003915 | -0.023946
1992 | 56.8437 | 0 | 0 | 0 | 0 | 0 | 0 | 0 | -0.003991
1992 | 56.8542 | 0 | 0 | 0 | 0 | 0 | 0 | 0.00783 | -0.003991
1992 | 56.8646 | 0 | 0 | 0 | 0 | 0 | 0 | -0.003915 | 0.027937
1992 | 56.875 | 0 | 0 | 0 | 0 | 0 | 0 | 0 | 0.011973
1992 | 56.8854 | 0 | 0 | 0 | 0 | 0 | 0 | 0.011745 | 0.003991
1992 | 56.8958 | 0 | 0 | 0 | 0 | 0 | 0 | 0.003915 | 0.015964
1992 | 56.9062 | 0 | 0.03991 | 0 | 0 | 0 | 0 | 0.00783 | 0.031928
1992 | 56.9167 | 0 | 0 | 0 | 0 | 0 | 0 | 0.011745 | 0.015964
1992 | 56.9271 | 0 | 0 | 0 | 0 | 0 | 0 | 0 | -0.019955
1992 | 56.9375 | 0 | 0 | 0 | 0 | 0 | 0 | 0.003915 | 0.015964
1992 | 56.9479 | 0 | 0 | 0 | 0 | 0 | 0 | 0.00783 | 0.035919
1992 | 56.9583 | 0 | 0 | 0 | 0 | 0 | 0 | 0.00783 | -0.007982
1992 | 56.9687 | 0 | 0 | 0 | 0 | 0 | 0 | 0.00783 | 0.015964
1992 | 56.9792 | 0 | 0 | 0 | 0 | 0 | 0 | 0 | -0.007982
1992 | 56.9896 | 0 | 0 | 0 | 0 | 0 | 0 | -0.003915 | 0.003991
1992 | 57 | 0 | 0 | 0 | 0 | 0 | 0 | 0.00783 | 0.003991
1992 | 57.0104 | 0 | 0 | 0 | 0 | 0 | 0 | 0 | 0.019955
1992 | 57.0208 | 0.00783 | 0.015964 | 0 | 0 | 0 | 0 | -0.003915 | 0.023946
1992 | 57.0312 | 0 | 0 | 0 | 0 | 0 | 0 | 0.019575 | 0.015964
1992 | 57.0417 | 0 | 0 | 0 | 0 | 0 | 0 | 0 | 0.031928
1992 | 57.0521 | 0 | 0 | 0 | 0 | 0 | 0 | 0.01566 | -0.023946
1992 | 57.0625 | 0 | 0 | 0 | 0 | 0 | 0 | 0.01566 | -0.023946
1992 | 57.0729 | 0 | 0 | 0 | 0 | 0 | 0 | 0.027405 | 0.035919
1992 | 57.0833 | 0.01566 | 0 | 0 | 0 | 0 | 0 | 0 | 0.023946
1992 | 57.0937 | 0.00783 | 0 | 0 | 0 | 0 | 0 | 0.003915 | -0.023946
1992 | 57.1042 | 0 | 0 | 0 | 0 | 0 | 0 | 0.003915 | -0.059865
1992 | 57.1146 | 0.00783 | 0 | 0 | 0 | 0 | 0 | -0.003915 | 0.095784
1992 | 57.125 | 0 | 0 | 0 | 0 | 0 | 0 | 0.027405 | 0.07982
1992 | 57.1354 | 0 | 0 | 0 | 0 | 0 | 0 | 0.03132 | -0.07982
1992 | 57.1458 | 0.02349 | 0 | 0 | 0 | 0 | 0 | 0.011745 | -0.003991
1992 | 57.1562 | 0 | 0.015964 | 0 | 0 | 0 | 0 | -0.003915 | 0.015964
1992 | 57.1667 | 0.00783 | 0 | 0 | 0 | 0 | 0 | 0 | 0.003991
1992 | 57.1771 | 0.01566 | 0 | 0 | 0 | 0 | 0 | -0.003915 | 0.007982
1992 | 57.1875 | 0 | 0 | 0 | 0 | 0 | 0 | 0.02349 | -0.003991
1992 | 57.1979 | 0.00783 | 0 | 0 | 0 | 0 | 0 | -0.003915 | -0.007982
1992 | 57.2083 | 0.00783 | 0 | 0 | 0 | 0 | 0 | 0.00783 | 0.035919
1992 | 57.2187 | 0 | 0 | 0 | 0 | 0 | 0 | 0.011745 | -0.019955
1992 | 57.2292 | 0 | 0 | 0 | 0 | 0 | 0 | 0.02349 | 0.007982
1992 | 57.2396 | 0 | 0 | 0 | 0 | 0 | 0 | -0.003915 | -0.059865
1992 | 57.25 | 0 | 0 | 0 | 0 | 0 | 0 | -0.003915 | 0.071838
1992 | 57.2604 | 0 | 0 | 0 | 0 | 0 | 0 | 0.003915 | 0.019955
1992 | 57.2708 | 0 | 0.023946 | 0 | 0 | 0 | 0 | 0.01566 | -0.007982
1992 | 57.2812 | 0 | 0.007982 | 0 | 0 | 0 | 0 | -0.00783 | 0.035919
1992 | 57.2917 | 0 | 0 | 0 | 0 | 0 | 0 | 0 | -0.003991
1992 | 57.3021 | 0 | 0 | 0 | 0 | 0 | 0 | 0 | 0.023946
1992 | 57.3125 | 0.00783 | 0 | 0 | 0 | 0 | 0 | 0.003915 | -0.035919
1992 | 57.3229 | 0 | 0 | 0 | 0 | 0 | 0 | 0 | -0.019955
1992 | 57.3333 | 0 | 0 | 0 | 0 | 0 | 0 | 0 | 0.051883
1992 | 57.3437 | 0 | 0 | 0 | 0 | 0 | 0 | 0.003915 | -0.043901
1992 | 57.3542 | 0.01566 | 0 | 0 | 0 | 0 | 0 | -0.003915 | 0.015964
1992 | 57.3646 | 0 | 0 | 0 | 0 | 0 | 0 | 0.01566 | -0.003991
1992 | 57.375 | 0 | 0 | 0 | 0 | 0 | 0 | 0.02349 | 0.031928
1992 | 57.3854 | 0 | 0 | 0 | 0 | 0 | 0 | 0.035235 | 0.055475
1992 | 57.3958 | 0 | 0.03991 | 0 | 0 | 0 | 0 | 0.027405 | 0.015565
1992 | 57.4062 | 0 | 0 | 0 | 0 | 0 | 0 | 0.02349 | -0.003991
1992 | 57.4167 | 0 | 0 | 0 | 0 | 0 | 0 | 0.043065 | 0.043901
1992 | 57.4271 | 0 | 0 | 0 | 0 | 0 | 0 | 0.043065 | 0.069842
1992 | 57.4375 | 0 | 0 | 0 | 0 | 0 | 0 | 0.058725 | 0.03113
1992 | 57.4479 | 0 | 0 | 0 | 0 | 0 | 0 | 0.06264 | 0.079022
1992 | 57.4583 | 0 | 0 | 0 | 0 | 0 | 0 | 0.07047 | 0.079022
1992 | 57.4687 | 0 | 0 | 0 | 0 | 0 | 0 | 0.066555 | 0.061062
1992 | 57.4792 | 0 | 0 | 0 | 0 | 0 | 0 | 0.08613 | 0.05747
1992 | 57.4896 | 0 | 0 | 0 | 0 | 0 | 0 | 0.090045 | -0.0071838
1992 | 57.5 | 0 | 0 | 0 | 0 | 0 | 0 | 0.090045 | 0.10776
1992 | 57.5104 | 0 | 0 | 0 | 0 | 0 | 0 | 0.10571 | 0.099775
1992 | 57.5208 | 0 | 0 | 0 | 0 | 0 | 0 | 0.10962 | 0.11175
1992 | 57.5312 | 0 | 0 | 0 | 0 | 0 | 0 | 0.0783 | 0.031928
1992 | 57.5417 | 0 | 0 | 0 | 0 | 0 | 0 | 0.04698 | 0.24345
1992 | 57.5521 | 0 | 0 | 0 | 0 | 1.2998 | 0 | 0 | 0.023946
1992 | 57.5625 | 0 | 0.007982 | 0 | 0 | -1.0884 | 0.2235 | 0 | 0.007982
1992 | 57.5729 | 0 | 0 | 0 | 0 | 10.4061 | 9.2192 | 0 | 0
1992 | 57.5833 | 0 | 0 | 0 | 0 | 5.528 | 8.0778 | 0.04698 | 0.059865
1992 | 57.5937 | 0 | 0 | 0 | 0 | 0 | 0 | 0.17618 | 0.20753
1992 | 57.6042 | 0 | 0 | 0 | 0 | 0 | 0 | 0.14485 | 0.14368
1992 | 57.6146 | 0 | 0 | 0 | 0 | 0 | 0 | 0.13311 | 0.11574
1992 | 57.625 | 0 | 0 | 0 | 0 | 0 | 0 | 0.20358 | 0.17161
1992 | 57.6354 | 0 | 0 | 0 | 0 | 0 | 0 | 0.10962 | 0.15964
1992 | 57.6458 | 0 | 0 | 0 | 0 | 0 | 0 | 0.12528 | 0.047892
1992 | 57.6562 | 0 | 0 | 0 | 0 | 0 | 0 | 0.13311 | 0.1317
1992 | 57.6667 | 0 | 0 | 0 | 0 | 0 | 0 | 0.12919 | 0.15166
1992 | 57.6771 | 0 | 0 | 0 | 0 | 0 | 0 | 0.08613 | 0.099775
1992 | 57.6875 | 0 | 0 | 0 | 0 | 0 | 0 | 0.09396 | 0.075829
1992 | 57.6979 | 0 | 0 | 0 | 0 | 0 | 0 | 0.097875 | 0.099775
1992 | 57.7083 | 0 | 0 | 0 | 0 | 0 | 0 | 0.11745 | 0.07982
1992 | 57.7187 | 0 | 0 | 0 | 0 | 0 | 0 | 0.066555 | 0.087802
1992 | 57.7292 | 0 | 0 | 0 | 0 | 0 | 0 | 0.074385 | 0.03991
1992 | 57.7396 | 0 | 0 | 0 | 0 | 0 | 0 | 0.05481 | 0.11973
1992 | 57.75 | 0 | 0 | 0 | 0 | 0 | 0 | 0.03915 | 0.031928
1992 | 57.7604 | 0 | 0 | 0 | 0 | 0 | 0 | 0.035235 | 0.007982
1992 | 57.7708 | 0 | 0 | 0 | 0 | 0 | 0 | 0.03132 | 0.03991
1992 | 57.7812 | 0 | 0 | 0 | 0 | 0 | 0 | 0.02349 | 0.011973
1992 | 57.7917 | 0 | 0.015964 | 0 | 0 | 0 | 0 | 0.00783 | 0.011973
1992 | 57.8021 | 0 | 0 | 0 | 0 | 0 | 0 | 0 | 0.023946
1992 | 57.8125 | 0 | 0 | 0 | 0 | 0 | 0 | 0.00783 | 0.007982
1992 | 57.8229 | 0 | 0 | 0 | 0 | 0 | 0 | 0.03132 | -0.011973
1992 | 57.8333 | 0 | 0 | 0 | 0 | 0 | 0 | -0.003915 | 0.027937
1992 | 57.8437 | 0 | 0 | 0 | 0 | 0 | 0 | 0.01566 | -0.007982
1992 | 57.8542 | 0 | 0 | 0 | 0 | 0 | 0 | 0.00783 | 0.003991
1992 | 57.8646 | 0 | 0 | 0 | 0 | 0 | 0 | 0.027405 | 0.03991
1992 | 57.875 | 0 | 0 | 0 | 0 | 0 | 0 | 0 | 0.007982
1992 | 57.8854 | 0 | 0 | 0 | 0 | 0 | 0 | 0.019575 | -0.019955
1992 | 57.8958 | 0 | 0 | 0 | 0 | 0 | 0 | 0.01566 | 0.055874
1992 | 57.9062 | 0 | 0 | 0 | 0 | 0 | 0 | 0.01566 | -0.015964
1992 | 57.9167 | 0 | 0 | 0 | 0 | 0 | 0 | 0.00783 | 0
1992 | 57.9271 | 0 | 0 | 0 | 0 | 0 | 0 | 0.003915 | -0.003991
1992 | 57.9375 | 0 | 0 | 0 | 0 | 0 | 0 | 0.00783 | 0.047892
1992 | 57.9479 | 0 | 0 | 0 | 0 | 0 | 0 | 0.01566 | 0.015964
1992 | 57.9583 | 0 | 0.03991 | 0 | 0 | 0 | 0 | -0.00783 | 0.027937
1992 | 57.9687 | 0 | 0.031928 | 0 | 0 | 0 | 0 | 0.01566 | 0.007982
1992 | 57.9792 | 0 | 0 | 0 | 0 | 0 | 0 | 0.01566 | 0.015964
1992 | 57.9896 | 0 | 0 | 0 | 0 | 0 | 0 | 0.01566 | 0.031928
1992 | 58 | 0 | 0 | 0 | 0 | 0 | 0 | 0.003915 | -0.043901
1992 | 58.0104 | 0 | 0 | 0 | 0 | 0 | 0 | 0.011745 | 0.059865
1992 | 58.0208 | 0 | 0.03991 | 0 | 0 | 0 | 0 | 0.003915 | 0.003991
1992 | 58.0312 | 0 | 0 | 0 | 0 | 0 | 0 | 0.00783 | 0.043901
1992 | 58.0417 | 0 | 0 | 0 | 0 | 0 | 0 | 0.011745 | -0.007982
1992 | 58.0521 | 0 | 0 | 0 | 0 | 0 | 0 | 0.011745 | 0.011973
1992 | 58.0625 | 0 | 0 | 0 | 0 | 0 | 0 | 0.01566 | 0.019955
1992 | 58.0729 | 0 | 0 | 0 | 0 | 0 | 0 | 0.003915 | 0.003991
1992 | 58.0833 | 0 | 0 | 0 | 0 | 0 | 0 | 0.02349 | 0.011973
1992 | 58.0937 | 0 | 0 | 0 | 0 | 0 | 0 | 0.027405 | 0.019955
1992 | 58.1042 | 0 | 0 | 0 | 0 | 0 | 0 | 0.003915 | 0.051883
1992 | 58.1146 | 0 | 0 | 0 | 0 | 0 | 0 | 0.019575 | -0.023946
1992 | 58.125 | 0 | 0 | 0 | 0 | 0 | 0 | 0.043065 | 0.019955
1992 | 58.1354 | 0 | 0 | 0 | 0 | 0 | 0 | 0.011745 | 0.035919
1992 | 58.1458 | 0 | 0 | 0 | 0 | 0 | 0 | 0.003915 | 0.023946
1992 | 58.1562 | 0 | 0 | 0 | 0 | 0 | 0 | 0.01566 | -0.007982
1992 | 58.1667 | 0 | 0 | 0 | 0 | 0 | 0 | 0 | 0
1992 | 58.1771 | 0 | 0 | 0 | 0 | 0 | 0 | -0.00783 | 0.019955
1992 | 58.1875 | 0 | 0 | 0 | 0 | 0 | 0 | 0.00783 | -0.007982
1992 | 58.1979 | 0.00783 | 0.015964 | 0 | 0 | 0 | 0 | 0.011745 | 0.023946
1992 | 58.2083 | 0 | 0 | 0 | 0 | 0 | 0 | 0.01566 | -0.011973
1992 | 58.2187 | 0 | 0 | 0 | 0 | 0 | 0 | 0.003915 | 0.003991
1992 | 58.2292 | 0 | 0 | 0 | 0 | 0 | 0 | 0.003915 | 0.019955
1992 | 58.2396 | 0 | 0 | 0 | 0 | 0 | 0 | 0 | 0.003991
1992 | 58.25 | 0 | 0 | 0 | 0 | 0 | 0 | 0 | 0.047892
1992 | 58.2604 | 0 | 0 | 0 | 0 | 0 | 0 | 0.00783 | -0.035919
1992 | 58.2708 | 0 | 0 | 0 | 0 | 0 | 0 | -2.8422e-14 | -0.015964
1992 | 58.2812 | 0 | 0 | 0 | 0 | 0 | 0 | -0.00783 | 0.035919
1992 | 58.2917 | 0 | 0 | 0 | 0 | 0 | 0 | 0.003915 | -0.023946
1992 | 58.3021 | 0 | 0 | 0 | 0 | 0 | 0 | -0.003915 | 0.055874
1992 | 58.3125 | 0 | 0 | 0 | 0 | 0 | 0 | 0 | -0.03991
1992 | 58.3229 | 0 | 0 | 0 | 0 | 0 | 0 | 0.01566 | 2.8422e-14
1992 | 58.3333 | 0.00783 | 0 | 0 | 0 | 0 | 0 | -0.003915 | 0.043901
1992 | 58.3437 | 0 | 0 | 0 | 0 | 0 | 0 | -0.003915 | 0.031928
1992 | 58.3542 | 0 | 0 | 0 | 0 | 0 | 0 | 0.00783 | -0.019955
1992 | 58.3646 | 0 | 0 | 0 | 0 | 0 | 0 | 0.00783 | 0
1992 | 58.375 | 0 | 0 | 0 | 0 | 0 | 0 | 0.05481 | 0.007982
1992 | 58.3854 | 0 | 0 | 0 | 0 | 0 | 0 | 0.03132 | -0.027937
1992 | 58.3958 | 0 | 0 | 0 | 0 | 0 | 0 | 0.058725 | 0.075829
1992 | 58.4062 | 0 | 0 | 0 | 0 | 0 | 0 | 0.04698 | 0.015964
1992 | 58.4167 | 0 | 0 | 0 | 0 | 0 | 0 | 0.050895 | 0.063856
1992 | 58.4271 | 0 | 0 | 0 | 0 | 0 | 0 | 0.066555 | 0.087802
1992 | 58.4375 | 0 | 0 | 0 | 0 | 0 | 0 | 0.066555 | 0.031928
1992 | 58.4479 | 0 | 0 | 0 | 0 | 0 | 0 | 0.074385 | 0.10377
1992 | 58.4583 | 0 | 0 | 0 | 0 | 0 | 0 | 0.066555 | 0.063856
1992 | 58.4687 | 0 | 0 | 0 | 0 | 0 | 0 | 0.08613 | 0.043901
1992 | 58.4792 | 0 | 0 | 0 | 0 | 0 | 0 | 0.082215 | 0.10377
1992 | 58.4896 | 0 | 0 | 0 | 0 | 0 | 0 | 0.10179 | 0.071838
1992 | 58.5 | 0 | 0 | 0 | 0 | 0 | 0 | 0.1057 | 0.10377
1992 | 58.5104 | 0 | 0 | 0 | 0 | 0 | 0 | 0.11745 | 0.067847
1992 | 58.5208 | 0 | 0 | 0 | 0 | 0 | 0 | 0.10571 | 0.10377
1992 | 58.5312 | 0 | 0 | 0 | 0 | 0 | 0 | 0.13702 | 0.14767
1992 | 58.5417 | 0 | 0 | 0 | 0 | 0 | 0 | 0.12136 | 0.087802
1992 | 58.5521 | 0 | 0 | 0 | 0 | 0 | 0 | 0.11745 | 0.11574
1992 | 58.5625 | 0 | 0 | 0 | 0 | 0 | 0 | 0.13311 | 0.095784
1992 | 58.5729 | 0 | 0 | 0 | 0 | 0 | 0 | 0.1566 | 0.14767
1992 | 58.5833 | 0 | 0 | 0 | 0 | 0 | 0 | 0.097875 | 0.12771
1992 | 58.5937 | 0 | 0 | 0 | 0 | 0 | 0 | 0.15268 | 0.14767
1992 | 58.6042 | 0 | 0 | 0 | 0 | 0 | 0 | 0.12919 | 0.099775
1992 | 58.6146 | 0 | 0 | 0 | 0 | 0 | 0 | 0.13311 | 0.12771
1992 | 58.625 | 0 | 0 | 0 | 0 | 0 | 0 | 0.13703 | 0.11175
1992 | 58.6354 | 0 | 0 | 0 | 0 | 0 | 0 | 0.12136 | 0.22749
1992 | 58.6458 | 0 | 0 | 0 | 0 | 0 | 0 | 0.14877 | 0.055874
1992 | 58.6562 | 0 | 0 | 0 | 0 | 0 | 0 | 0.11745 | 0.087802
1992 | 58.6667 | 0 | 0 | 0 | 0 | 0 | 0 | 0.12528 | 0.13968
1992 | 58.6771 | 0 | 0 | 0 | 0 | 0 | 0 | 0.15269 | 0.023946
1992 | 58.6875 | 0 | 0 | 0 | 0 | 0 | 0 | 0.12919 | 0.1756
1992 | 58.6979 | 0 | 0 | 0 | 0 | 0 | 0 | 0.10962 | 0.087802
1992 | 58.7083 | 0 | 0 | 0 | 0 | 0 | 0 | 0.090045 | 0.12771
1992 | 58.7187 | 0 | 0 | 0 | 0 | 0 | 0 | 0.10962 | 0.051883
1992 | 58.7292 | 0 | 0 | 0 | 0 | 0 | 0 | 0.07047 | 0.16762
1992 | 58.7396 | 0 | 0 | 0 | 0 | 0 | 0 | 0.074385 | -0.003991
1992 | 58.75 | 0 | 0 | 0 | 0 | 0 | 0 | 0.05481 | 0.031928
1992 | 58.7604 | 0 | 0 | 0 | 0 | 0 | 0 | 0.035235 | 0.035919
1992 | 58.7708 | 0 | 0 | 0 | 0 | 0 | 0 | 0.035235 | 0.075829
1992 | 58.7812 | 0 | 0 | 0 | 0 | 0 | 0 | 0.01566 | 0.051883
1992 | 58.7917 | 0 | 0 | 0 | 0 | 0 | 0 | 0.00783 | 0.007982
1992 | 58.8021 | 0 | 0.03991 | 0 | 0 | 0 | 0 | 0.003915 | 0.011973
1992 | 58.8125 | 0 | 0 | 0 | 0 | 0 | 0 | 0.00783 | -0.007982
1992 | 58.8229 | 0 | 0 | 0 | 0 | 0 | 0 | 0 | 0.035919
1992 | 58.8333 | 0 | 0.015964 | 0 | 0 | 0 | 0 | 0.011745 | 0.015964
1992 | 58.8437 | 0 | 0 | 0 | 0 | 0 | 0 | 0 | -0.003991
1992 | 58.8542 | 0 | 0.015964 | 0 | 0 | 0 | 0 | -0.003915 | 0.007982
1992 | 58.8646 | 0 | 0 | 0 | 0 | 0 | 0 | 0 | -0.011973
1992 | 58.875 | 0 | 0 | 0 | 0 | 0 | 0 | 0.011745 | 0.023946
1992 | 58.8854 | 0 | 0.031928 | 0 | 0 | 0 | 0 | -0.00783 | 0.019955
1992 | 58.8958 | 0 | 0 | 0 | 0 | 0 | 0 | 0.003915 | 0.011973
1992 | 58.9062 | 0 | 0 | 0 | 0 | 0 | 0 | 0.003915 | 0.03991
1992 | 58.9167 | 0 | 0.047892 | 0 | 0 | 0 | 0 | -0.003915 | 0.011973
1992 | 58.9271 | 0 | 0 | 0 | 0 | 0 | 0 | 0.011745 | 0.023946
1992 | 58.9375 | 0 | 0 | 0 | 0 | 0 | 0 | 0.01566 | 0.007982
1992 | 58.9479 | 0 | 0 | 0 | 0 | 0 | 0 | 0.003915 | -0.047892
1992 | 58.9583 | 0 | 0 | 0 | 0 | 0 | 0 | 0 | 0.043901
1992 | 58.9687 | 0 | 0 | 0 | 0 | 0 | 0 | 0.00783 | 0.019955
1992 | 58.9792 | 0 | 0 | 0 | 0 | 0 | 0 | 0.01566 | 0.019955
1992 | 58.9896 | 0 | 0 | 0 | 0 | 0 | 0 | 0.00783 | 2.8422e-14
1992 | 59 | 0 | 0.007982 | 0 | 0 | 0 | 0 | 0.003915 | 0.031928
1992 | 59.0104 | 0 | 0 | 0 | 0 | 0 | 0 | 0.01566 | 0.027937
1992 | 59.0208 | 0 | 0.063856 | 0 | 0 | 0 | 0 | 0.011745 | 0.023946
1992 | 59.0312 | 0 | 0 | 0 | 0 | 0 | 0 | 0.01566 | 0.023946
1992 | 59.0417 | 0 | 0 | 0 | 0 | 0 | 0 | 0.003915 | 0.031928
1992 | 59.0521 | 0 | 0 | 0 | 0 | 0 | 0 | 0.00783 | 0.019955
1992 | 59.0625 | 0 | 0 | 0 | 0 | 0 | 0 | 0.00783 | 0.011973
1992 | 59.0729 | 0 | 0 | 0 | 0 | 0 | 0 | 0.011745 | -0.023946
1992 | 59.0833 | 0 | 0 | 0 | 0 | 0 | 0 | 0.003915 | 0.019955
1992 | 59.0937 | 0 | 0 | 0 | 0 | 0 | 0 | 0.011745 | -0.011973
1992 | 59.1042 | 0 | 0 | 0 | 0 | 0 | 0 | 0.003915 | 0.007982
1992 | 59.1146 | 0.03132 | 0 | 0 | 0 | 0 | 0 | 0.019575 | 0.035919
1992 | 59.125 | 0 | 0.015964 | 0 | 0 | 0 | 0 | 0.011745 | -2.8422e-14
1992 | 59.1354 | 0 | 0.015964 | 0 | 0 | 0 | 0 | 0.019575 | 0.003991
1992 | 59.1458 | 0.01566 | 0 | 0 | 0 | 0 | 0 | 0 | 0.027937
1992 | 59.1562 | 0 | 0.007982 | 0 | 0 | 0 | 0 | 0.019575 | 0.007982
1992 | 59.1667 | 0 | 0 | 0 | 0 | 0 | 0 | -0.011745 | -0.003991
1992 | 59.1771 | 0 | 0 | 0 | 0 | 0 | 0 | 0.03132 | 0.015964
1992 | 59.1875 | 0.00783 | 0 | 0 | 0 | 0 | 0 | -0.01566 | -0.003991
1992 | 59.1979 | 0 | 0 | 0 | 0 | 0 | 0 | 0.019575 | -0.003991
1992 | 59.2083 | 0 | 0 | 0 | 0 | 0 | 0 | 0.02349 | 0.03991
1992 | 59.2187 | 0 | 0 | 0 | 0 | 0 | 0 | 0.00783 | 0.003991
1992 | 59.2292 | 0 | 0.015964 | 0 | 0 | 0 | 0 | 0 | -0.015964
1992 | 59.2396 | 0 | 0 | 0 | 0 | 0 | 0 | 0.003915 | 0.011973
1992 | 59.25 | 0 | 0 | 0 | 0 | 0 | 0 | -0.019575 | -0.007982
1992 | 59.2604 | 0 | 0 | 0 | 0 | 0 | 0 | 0.00783 | 0.031928
1992 | 59.2708 | 0 | 0 | 0 | 0 | 0 | 0 | 0.00783 | -0.003991
1992 | 59.2812 | 0 | 0 | 0 | 0 | 0 | 0 | 0.003915 | 0.055874
1992 | 59.2917 | 0 | 0.03991 | 0 | 0 | 0 | 0 | 0.02349 | -0.011973
1992 | 59.3021 | 0 | 0 | 0 | 0 | 0 | 0 | -0.011745 | 0.047892
1992 | 59.3125 | 0 | 0.015964 | 0 | 0 | 0 | 0 | 0.003915 | -0.031928
1992 | 59.3229 | 0 | 0 | 0 | 0 | 0 | 0 | 0.02349 | 0.031928
1992 | 59.3333 | 0 | 0 | 0 | 0 | 0 | 0 | 0.02349 | 0.015964
1992 | 59.3437 | 0 | 0 | 0 | 0 | 0 | 0 | 0.00783 | -0.007982
1992 | 59.3542 | 0 | 0 | 0 | 0 | 0 | 0 | 0.011745 | 0.03991
1992 | 59.3646 | 0 | 0 | 0 | 0 | 0 | 0 | -0.003915 | -0.023946
1992 | 59.375 | 0 | 0 | 0 | 0 | 0 | 0 | 0.01566 | 0.031928
1992 | 59.3854 | 0 | 0 | 0 | 0 | 0 | 0 | 0.035235 | 0.03991
1992 | 59.3958 | 0 | 0 | 0 | 0 | 0 | 0 | 0.03915 | 0.007982
1992 | 59.4062 | 0 | 0 | 0 | 0 | 0 | 0 | 0.03132 | 0.051883
1992 | 59.4167 | 0 | 0 | 0 | 0 | 0 | 0 | 0.066555 | 0.063856
1992 | 59.4271 | 0 | 0 | 0 | 0 | 0 | 0 | 0.066555 | 0.075829
1992 | 59.4375 | 0 | 0 | 0 | 0 | 0 | 0 | 0.074385 | 0.015964
1992 | 59.4479 | 0 | 0 | 0 | 0 | 0 | 0 | 0.082215 | 0.075829
1992 | 59.4583 | 0 | 0 | 0 | 0 | 0 | 0 | 0.10571 | 0.091793
1992 | 59.4687 | 0 | 0 | 0 | 0 | 0 | 0 | 0.12136 | 0.10776
1992 | 59.4792 | 0 | 0 | 0 | 0 | 0 | 0 | 0.13703 | 0.11574
1992 | 59.4896 | 0 | 0 | 0 | 0 | 0 | 0 | 0.13702 | 0.10776
1992 | 59.5 | 0 | 0 | 0 | 0 | 0 | 0 | 0.1292 | 0.19556
1992 | 59.5104 | 0 | 0 | 0 | 0 | 0 | 0 | 0.16051 | 0.099775
1992 | 59.5208 | 0 | 0 | 0 | 0 | 0 | 0 | 0.14486 | 0.095784
1992 | 59.5312 | 0 | 0 | 0 | 0 | 0 | 0 | 0.16051 | 0.21551
1992 | 59.5417 | 0 | 0 | 0 | 0 | 0 | 0 | 0.18009 | 0.11574
1992 | 59.5521 | 0 | 0 | 0 | 0 | 0 | 0 | 0.1292 | 0.21551
1992 | 59.5625 | 0 | 0 | 0 | 0 | 0 | 0 | 0.17618 | 0.063856
1992 | 59.5729 | 0 | 0 | 0 | 0 | 0 | 0 | 0.16443 | -0.56672
1992 | 59.5833 | 0 | 0 | 0 | 0 | 0 | 0 | 0.184 | 0.90995
1992 | 59.5937 | 0 | 0 | 0 | 0 | 0 | 0 | 0.18401 | 0.19955
1992 | 59.6042 | 0 | 0 | 0 | 0 | 0 | 0 | 0.1566 | 0.15166
1992 | 59.6146 | 0 | 0 | 0 | 0 | 0 | 0 | 0.17617 | 0.13569
1992 | 59.625 | 0 | 0 | 0 | 0 | 0 | 0 | 0.16052 | 0.15166
1992 | 59.6354 | 0 | 0 | 0 | 0 | 0 | 0 | 0.13311 | 0.17959
1992 | 59.6458 | 0 | 0 | 0 | 0 | 0 | 0 | 0.17618 | 0.11973
1992 | 59.6562 | 0 | 0 | 0 | 0 | 0 | 0 | 0.18009 | 0.13969
1992 | 59.6667 | 0 | 0 | 0 | 0 | 0 | 0 | 0.15268 | 0.10377
1992 | 59.6771 | 0 | 0 | 0 | 0 | 0 | 0 | 0.10571 | 0.1317
1992 | 59.6875 | 0 | 0 | 0 | 0 | 0 | 0 | 0.08613 | 0.091793
1992 | 59.6979 | 0 | 0 | 0 | 0 | 0 | 0 | 0.12528 | 0.10377
1992 | 59.7083 | 0 | 0 | 0 | 0 | 0 | 0 | 0.10179 | 0.11973
1992 | 59.7187 | 0 | 0 | 0 | 0 | 0 | 0 | 0.090045 | 0.099775
1992 | 59.7292 | 0 | 0 | 0 | 0 | 0 | 0 | 0.07047 | 0.071838
1992 | 59.7396 | 0 | 0 | 0 | 0 | 0 | 0 | 0.06264 | 0.007982
1992 | 59.75 | 0 | 0 | 0 | 0 | 0 | 0 | 0.058725 | 0.067847
1992 | 59.7604 | 0 | 0 | 0 | 0 | 0 | 0 | 0.03132 | 0
1992 | 59.7708 | 0 | 0 | 0 | 0 | 0 | 0 | 0.02349 | 0.063856
1992 | 59.7812 | 0 | 0 | 0 | 0 | 0 | 0 | 0.00783 | -0.011973
1992 | 59.7917 | 0 | 0 | 0 | 0 | 0 | 0 | 0.00783 | 0.03991
1992 | 59.8021 | 0 | 0 | 0 | 0 | 0 | 0 | 0.00783 | -0.011973
1992 | 59.8125 | 0 | 0.023946 | 0 | 0 | 0 | 0 | 0.003915 | 0.019955
1992 | 59.8229 | 0 | 0.03991 | 0 | 0 | 0 | 0 | 0.003915 | 0.035919
1992 | 59.8333 | 0 | 0 | 0 | 0 | 0 | 0 | 0.01566 | 0.035919
1992 | 59.8437 | 0 | 0 | 0 | 0 | 0 | 0 | 0.003915 | -0.023946
1992 | 59.8542 | 0.00783 | 0 | 0 | 0 | 0 | 0 | 0 | -0.023946
1992 | 59.8646 | 0 | 0 | 0 | 0 | 0 | 0 | 0.011745 | 0.031928
1992 | 59.875 | 0 | 0 | 0 | 0 | 0 | 0 | -0.003915 | 0.015964
1992 | 59.8854 | 0 | 0 | 0 | 0 | 0 | 0 | 0.011745 | -0.003991
1992 | 59.8958 | 0 | 0 | 0 | 0 | 0 | 0 | 0 | -0.019955
1992 | 59.9062 | 0 | 0 | 0 | 0 | 0 | 0 | 0.011745 | 0
1992 | 59.9167 | 0 | 0.015964 | 0 | 0 | 0 | 0 | 0.003915 | 0.007982
1992 | 59.9271 | 0 | 0.015964 | 0 | 0 | 0 | 0 | 0 | 0.019955
1992 | 59.9375 | 0 | 0 | 0 | 0 | 0 | 0 | -0.003915 | 0.023946
1992 | 59.9479 | 0 | 0 | 0 | 0 | 0 | 0 | 0 | 0.03991
1992 | 59.9583 | 0 | 0 | 0 | 0 | 0 | 0 | 0.00783 | -0.059865
1992 | 59.9687 | 0 | 0 | 0 | 0 | 0 | 0 | 0 | 0.031928
1992 | 59.9792 | 0 | 0 | 0 | 0 | 0 | 0 | 0.003915 | 0
1992 | 59.9896 | 0 | 0 | 0 | 0 | 0 | 0 | -0.003915 | -0.007982
1992 | 60 | 0 | 0 | 0 | 0 | 0 | 0 | 0.00783 | 0.03991
1992 | 60.0104 | 0 | 0 | 0 | 0 | 0 | 0 | 0.00783 | -0.015964
1992 | 60.0208 | 0 | 0 | 0 | 0 | 0 | 0 | 0.00783 | 0.003991
1992 | 60.0312 | 0 | 0 | 0 | 0 | 0 | 0 | 0.003915 | 0
1992 | 60.0417 | 0 | 0 | 0 | 0 | 0 | 0 | -0.003915 | 0.019955
1992 | 60.0521 | 0 | 0 | 0 | 0 | 0 | 0 | -0.003915 | -0.007982
1992 | 60.0625 | 0 | 0 | 0 | 0 | 0 | 0 | 0.00783 | -0.019955
1992 | 60.0729 | 0 | 0 | 0 | 0 | 0 | 0 | 0 | 0.019955
1992 | 60.0833 | 0 | 0 | 0 | 0 | 0 | 0 | 0.003915 | 0.047892
1992 | 60.0937 | 0 | 0.023946 | 0 | 0 | 0 | 0 | 0.011745 | 2.8422e-14
1992 | 60.1042 | 0.01566 | 0 | 0 | 0 | 0 | 0 | 0.003915 | 0.023946
1992 | 60.1146 | 0 | 0 | 0 | 0 | 0 | 0 | 0.00783 | -0.023946
1992 | 60.125 | 0 | 0 | 0 | 0 | 0 | 0 | 0 | 0.031928
1992 | 60.1354 | 0.00783 | 0 | 0 | 0 | 0 | 0 | 0.003915 | -0.031928
1992 | 60.1458 | 0 | 0 | 0 | 0 | 0 | 0 | 0.003915 | 0.011973
1992 | 60.1562 | 0 | 0.023946 | 0 | 0 | 0 | 0 | 0.003915 | 0.019955
1992 | 60.1667 | 0 | 0.007982 | 0 | 0 | 0 | 0 | 0.011745 | 0.027937
1992 | 60.1771 | 0 | 0 | 0 | 0 | 0 | 0 | 0.00783 | -0.019955
1992 | 60.1875 | 0 | 0 | 0 | 0 | 0 | 0 | 0 | 0.011973
1992 | 60.1979 | 0.00783 | 0 | 0 | 0 | 0 | 0 | 0 | 0.023946
1992 | 60.2083 | 0 | 0 | 0 | 0 | 0 | 0 | 0.003915 | -0.003991
1992 | 60.2187 | 0 | 0 | 0 | 0 | 0 | 0 | 0.00783 | 0.015964
1992 | 60.2292 | 0 | 0 | 0 | 0 | 0 | 0 | -0.00783 | -0.019955
1992 | 60.2396 | 0 | 0.03991 | 0 | 0 | 0 | 0 | 0.003915 | 0.031928
1992 | 60.25 | 0 | 0 | 0 | 0 | 0 | 0 | 0.00783 | 0.027937
1992 | 60.2604 | 0 | 0 | 0 | 0 | 0 | 0 | 0 | -0.019955
1992 | 60.2708 | 0 | 0 | 0 | 0 | 0 | 0 | -0.003915 | 0.031928
1992 | 60.2812 | 0 | 0 | 0 | 0 | 0 | 0 | 0.003915 | -0.047892
1992 | 60.2917 | 0 | 0 | 0 | 0 | 0 | 0 | 0.003915 | 0.043901
1992 | 60.3021 | 0 | 0 | 0 | 0 | 0 | 0 | 0 | -0.019955
1992 | 60.3125 | 0.00783 | 0 | 0 | 0 | 0 | 0 | 0.003915 | -0.007982
1992 | 60.3229 | 0 | 0 | 0 | 0 | 0 | 0 | 0.003915 | 0.031928
1992 | 60.3333 | 0 | 0 | 0 | 0 | 0 | 0 | 0 | 0.031928
1992 | 60.3437 | 0 | 0 | 0 | 0 | 0 | 0 | 0.011745 | -0.027937
1992 | 60.3542 | 0 | 0.031928 | 0 | 0 | 0 | 0 | -0.003915 | 0.003991
1992 | 60.3646 | 0 | 0 | 0 | 0 | 0 | 0 | 0.011745 | 0.027937
1992 | 60.375 | 0 | 0 | 0 | 0 | 0 | 0 | 0.01566 | 0.027937
1992 | 60.3854 | 0 | 0 | 0 | 0 | 0 | 0 | 0.01566 | 0.059865
1992 | 60.3958 | 0 | 0 | 0 | 0 | 0 | 0 | 0.035235 | -0.011973
1992 | 60.4062 | 0 | 0 | 0 | 0 | 0 | 0 | 0.043065 | 0.019955
1992 | 60.4167 | 0 | 0 | 0 | 0 | 0 | 0 | 0.066555 | 0.055874
1992 | 60.4271 | 0 | 0 | 0 | 0 | 0 | 0 | 0.07047 | 0.075829
1992 | 60.4375 | 0 | 0 | 0 | 0 | 0 | 0 | 0.082215 | 0.075829
1992 | 60.4479 | 0 | 0 | 0 | 0 | 0 | 0 | 0.097875 | 0.13569
1992 | 60.4583 | 0 | 0 | 0 | 0 | 0 | 0 | 0.11353 | 0.11175
1992 | 60.4687 | 0 | 0 | 0 | 0 | 0 | 0 | 0.13311 | 0.16762
1992 | 60.4792 | 0 | 0 | 0 | 0 | 0 | 0 | 0.14485 | 0.091793
1992 | 60.4896 | 0 | 0 | 0 | 0 | 0 | 0 | 0.14486 | 0.18758
1992 | 60.5 | 0 | 0 | 0 | 0 | 0 | 0 | 0.15269 | 0.12372
1992 | 60.5104 | 0 | 0 | 0 | 0 | 0 | 0 | 0.16051 | 0.14767
1992 | 60.5208 | 0 | 0 | 0 | 0 | 0 | 0 | 0.1566 | 0.10776
1992 | 60.5312 | 0 | 0 | 0 | 0 | 0 | 0 | 0.16834 | 0.18758
1992 | 60.5417 | 0 | 0 | 0 | 0 | 0 | 0 | 0.1566 | 0.091793
1992 | 60.5521 | 0 | 0 | 0 | 0 | 0 | 0 | 0.16051 | 0.21152
1992 | 60.5625 | 0 | 0 | 0 | 0 | 0 | 0 | 0.16052 | 0.11574
1992 | 60.5729 | 0 | 0 | 0 | 0 | 0 | 0 | 0.16443 | 0.19157
1992 | 60.5833 | 0 | 0 | 0 | 0 | 0 | 0 | 0.19183 | 0.16762
1992 | 60.5937 | 0 | 0 | 0 | 0 | 0 | 0 | 0.15269 | 0.11574
1992 | 60.6042 | 0 | 0 | 0 | 0 | 0 | 0 | 0.17618 | 0.14368
1992 | 60.6146 | 0 | 0 | 0 | 0 | 0 | 0 | 0.17226 | 0.2195
1992 | 60.625 | 0 | 0 | 0 | 0 | 0 | 0 | 0.16834 | 0.13569
1992 | 60.6354 | 0 | 0 | 0 | 0 | 0 | 0 | 0.14877 | 0.12771
1992 | 60.6458 | 0 | 0 | 0 | 0 | 0 | 0 | 0.18009 | 0.19556
1992 | 60.6562 | 0 | 0 | 0 | 0 | 0 | 0 | 0.14486 | 0.075829
1992 | 60.6667 | 0 | 0 | 0 | 0 | 0 | 0 | 0.16443 | 0.15565
1992 | 60.6771 | 0 | 0 | 0 | 0 | 0 | 0 | 0.13311 | 0.21152
1992 | 60.6875 | 0 | 0 | 0 | 0 | 0 | 0 | 0.11745 | 0.11574
1992 | 60.6979 | 0 | 0 | 0 | 0 | 0 | 0 | 0.12528 | 0.059865
1992 | 60.7083 | 0 | 0 | 0 | 0 | 0 | 0 | 0.10962 | 0.091793
1992 | 60.7187 | 0 | 0 | 0 | 0 | 0 | 0 | 0.12137 | 0.17161
1992 | 60.7292 | 0 | 0 | 0 | 0 | 0 | 0 | 0.09396 | 0.055874
1992 | 60.7396 | 0 | 0 | 0 | 0 | 0 | 0 | 0.090045 | 0.087802
1992 | 60.75 | 0 | 0 | 0 | 0 | 0 | 0 | 0.06264 | 0.099775
1992 | 60.7604 | 0 | 0 | 0 | 0 | 0 | 0 | 0.05481 | -0.023946
1992 | 60.7708 | 0 | 0 | 0 | 0 | 0 | 0 | 0.03915 | 0.10377
1992 | 60.7812 | 0 | 0 | 0 | 0 | 0 | 0 | 0.011745 | 0.043901
1992 | 60.7917 | 0 | 0 | 0 | 0 | 0 | 0 | -0.003915 | -0.027937
1992 | 60.8021 | 0 | 0 | 0 | 0 | 0 | 0 | 0.019575 | -0.011973
1992 | 60.8125 | 0 | 0 | 0 | 0 | 0 | 0 | 0.019575 | 0.055874
1992 | 60.8229 | 0 | 0 | 0 | 0 | 0 | 0 | 0.01566 | 0.043901
1992 | 60.8333 | 0 | 0 | 0 | 0 | 0 | 0 | 0.00783 | -0.03991
1992 | 60.8437 | 0 | 0 | 0 | 0 | 0 | 0 | 0.00783 | -0.007982
1992 | 60.8542 | 0 | 0 | 0 | 0 | 0 | 0 | 0.003915 | 0.043901
1992 | 60.8646 | 0 | 0 | 0 | 0 | 0 | 0 | 0.00783 | -0.071838
1992 | 60.875 | 0 | 0 | 0 | 0 | 0 | 0 | 0.01566 | 0.059865
1992 | 60.8854 | 0 | 0 | 0 | 0 | 0 | 0 | 0.035235 | 0.043901
1992 | 60.8958 | 0 | 0 | 0 | 0 | 0 | 0 | -0.003915 | 0.019955
1992 | 60.9062 | 0 | 0 | 0 | 0 | 0 | 0 | 0.011745 | 0.015964
1992 | 60.9167 | 0 | 0 | 0 | 0 | 0 | 0 | 0.011745 | 0.035919
1992 | 60.9271 | 0 | 0 | 0 | 0 | 0 | 0 | 0.00783 | 0.011973
1992 | 60.9375 | 0 | 0 | 0 | 0 | 0 | 0 | 0.035235 | -0.007982
1992 | 60.9479 | 0 | 0 | 0 | 0 | 0 | 0 | 0 | 0.007982
1992 | 60.9583 | 0 | 0 | 0 | 0 | 0 | 0 | 0.019575 | 0.059865
1992 | 60.9687 | 0 | 0 | 0 | 0 | 0 | 0 | 0.003915 | -0.03991
1992 | 60.9792 | 0 | 0 | 0 | 0 | 0 | 0 | 0.027405 | 0.003991
1992 | 60.9896 | 0.00783 | 0.007982 | 0 | 0 | 0 | 0 | -0.003915 | 0.051883
1992 | 61 | 0 | 0 | 0 | 0 | 0 | 0 | 0.00783 | -0.043901
1992 | 61.0104 | 0 | 0.023946 | 0 | 0 | 0 | 0 | 0.00783 | -0.043901
1992 | 61.0208 | 0 | 0 | 0 | 0 | 0 | 0 | 0.00783 | 0.083811
1992 | 61.0312 | 0 | 0 | 0 | 0 | 0 | 0 | 0.011745 | 0.003991
1992 | 61.0417 | 0 | 0 | 0 | 0 | 0 | 0 | 0 | 0.003991
1992 | 61.0521 | 0.00783 | 0 | 0 | 0 | 0 | 0 | -2.8422e-14 | 0.003991
1992 | 61.0625 | 0 | 0 | 0 | 0 | 0 | 0 | 0.00783 | 0.035919
1992 | 61.0729 | 0 | 0 | 0 | 0 | 0 | 0 | -0.011745 | -0.11973
1992 | 61.0833 | 0 | 0 | 0 | 0 | 0 | 0 | 0.01566 | 0.10776
1992 | 61.0937 | 0 | 0 | 0 | 0 | 0 | 0 | 0.00783 | 0.015964
1992 | 61.1042 | 0 | 0 | 0 | 0 | 0 | 0 | 0.003915 | 0.027937
1992 | 61.1146 | 0 | 0 | 0 | 0 | 0 | 0 | 0.00783 | -0.023946
1992 | 61.125 | 0 | 0.03991 | 0 | 0 | 0 | 0 | 0.003915 | -0.003991
1992 | 61.1354 | 0.00783 | 0 | 0 | 0 | 0 | 0 | 0.003915 | 0.027937
1992 | 61.1458 | 0 | 0 | 0 | 0 | 0 | 0 | 0.003915 | 0.007982
1992 | 61.1562 | 0 | 0 | 0 | 0 | 0 | 0 | 0 | 0.023946
1992 | 61.1667 | 0 | 0 | 0 | 0 | 0 | 0 | 0.003915 | -0.003991
1992 | 61.1771 | 0 | 0 | 0 | 0 | 0 | 0 | 0 | -0.075829
1992 | 61.1875 | 0 | 0 | 0 | 0 | 0 | 0 | 0.00783 | 0.10776
1992 | 61.1979 | 0 | 0 | 0 | 0 | 0 | 0 | 0 | -0.043901
1992 | 61.2083 | 0 | 0.007982 | 0 | 0 | 0 | 0 | 0 | 0.007982
1992 | 61.2187 | 0 | 0 | 0 | 0 | 0 | 0 | 0.01566 | 0.059865
1992 | 61.2292 | 0 | 0 | 0 | 0 | 0 | 0 | 0.003915 | -0.015964
1992 | 61.2396 | 0 | 0 | 0 | 0 | 0 | 0 | 0.01566 | 0.015964
1992 | 61.25 | 0 | 0 | 0 | 0 | 0 | 0 | 0.00783 | 0.019955
1992 | 61.2604 | 0 | 0 | 0 | 0 | 0 | 0 | 0.00783 | -0.019955
1992 | 61.2708 | 0 | 0 | 0 | 0 | 0 | 0 | 0.019575 | 0.031928
1992 | 61.2812 | 0 | 0 | 0 | 0 | 0 | 0 | -0.003915 | -0.035919
1992 | 61.2917 | 0 | 0 | 0 | 0 | 0 | 0 | 0.003915 | 0.03991
1992 | 61.3021 | 0 | 0 | 0 | 0 | 0 | 0 | 0.01566 | 0.003991
1992 | 61.3125 | 0 | 0 | 0 | 0 | 0 | 0 | -0.003915 | -0.015964
1992 | 61.3229 | 0 | 0 | 0 | 0 | 0 | 0 | 0.011745 | 0.059865
1992 | 61.3333 | 0 | 0 | 0 | 0 | 0 | 0 | 0.011745 | -0.003991
1992 | 61.3437 | 0 | 0 | 0 | 0 | 0 | 0 | 0.019575 | 0.007982
1992 | 61.3542 | 0 | 0.031928 | 0 | 0 | 0 | 0 | -0.003915 | 0
1992 | 61.3646 | 0 | 0 | 0 | 0 | 0 | 0 | 0.01566 | 0.047892
1992 | 61.375 | 0 | 0 | 0 | 0 | 0 | 0 | 0.027405 | 0.031928
1992 | 61.3854 | 0 | 0 | 0 | 0 | 0 | 0 | 0.02349 | 0.015964
1992 | 61.3958 | 0 | 0 | 0 | 0 | 0 | 0 | 0.04698 | 0.043901
1992 | 61.4062 | 0 | 0 | 0 | 0 | 0 | 0 | 0.06264 | 0.031928
1992 | 61.4167 | 0 | 0 | 0 | 0 | 0 | 0 | 0.06264 | 0.027937
1992 | 61.4271 | 0 | 0 | 0 | 0 | 0 | 0 | 0.074385 | 0.07982
1992 | 61.4375 | 0 | 0 | 0 | 0 | 0 | 0 | 0.082215 | 0.12372
1992 | 61.4479 | 0 | 0 | 0 | 0 | 0 | 0 | 0.09396 | 0.067847
1992 | 61.4583 | 0 | 0 | 0 | 0 | 0 | 0 | 0.13703 | 0.16762
1992 | 61.4687 | 0 | 0 | 0 | 0 | 0 | 0 | 0.12919 | 0.10377
1992 | 61.4792 | 0 | 0 | 0 | 0 | 0 | 0 | 0.14094 | 0.11574
1992 | 61.4896 | 0 | 0 | 0 | 0 | 0 | 0 | 0.14486 | 0.16762
1992 | 61.5 | 0 | 0 | 0 | 0 | 0 | 0 | 0.12528 | 0.19955
1992 | 61.5104 | 0 | 0 | 0 | 0 | 0 | 0 | 0.15268 | 0.11574
1992 | 61.5208 | 0 | 0 | 0 | 0 | 0 | 0 | 0.1566 | 0.059865
1992 | 61.5312 | 0 | 0 | 0 | 0 | 0 | 0 | 0.14486 | 0.31928
1992 | 61.5417 | 0 | 0 | 0 | 0 | 0 | 0 | 0.17618 | -0.011973
1992 | 61.5521 | 0 | 0 | 0 | 0 | 0 | 0 | 0.19183 | 0.16363
1992 | 61.5625 | 0 | 0 | 0 | 0 | 0 | 0 | 0.16051 | 0.19955
1992 | 61.5729 | 0 | 0 | 0 | 0 | 0 | 0 | 0.17618 | 0.18758
1992 | 61.5833 | 0 | 0 | 0 | 0 | 0 | 0 | 0.20358 | 0.099775
1992 | 61.5937 | 0 | 0 | 0 | 0 | 0 | 0 | 0.18401 | 0.27538
1992 | 61.6042 | 0 | 0 | 0 | 0 | 0 | 0 | 0.16443 | 0.099775
1992 | 61.6146 | 0 | 0 | 0 | 0 | 0 | 0 | 0.18401 | 0.24744
1992 | 61.625 | 0 | 0 | 0 | 0 | 0 | 0 | 0.16835 | 0.10776
1992 | 61.6354 | 0 | 0 | 0 | 0 | 0 | 0 | 0.14485 | 0.10377
1992 | 61.6458 | 0 | 0 | 0 | 0 | 0 | 0 | 0.12528 | 0.14368
1992 | 61.6562 | 0 | 0 | 0 | 0 | 0 | 0 | 0.14486 | 0.14767
1992 | 61.6667 | 0 | 0 | 0 | 0 | 0 | 0 | 0.12137 | 0.25941
1992 | 61.6771 | 0 | 0 | 0 | 0 | 0 | 0 | 0.15268 | -0.051883
1992 | 61.6875 | 0 | 0 | 0 | 0 | 0 | 0 | 0.13702 | 0.1756
1992 | 61.6979 | 0 | 0 | 0 | 0 | 0 | 0 | 0.11354 | 0.063856
1992 | 61.7083 | 0 | 0 | 0 | 0 | 0 | 0 | 0.1292 | 0.14767
1992 | 61.7187 | 0 | 0 | 0 | 0 | 0 | 0 | 0.10179 | 0.17161
1992 | 61.7292 | 0 | 0 | 0 | 0 | 0 | 0 | 0.090045 | 0.047892
1992 | 61.7396 | 0 | 0 | 0 | 0 | 0 | 0 | 0.090045 | 0.083811
1992 | 61.75 | 0 | 0 | 0 | 0 | 0 | 0 | 0.066555 | -0.019955
1992 | 61.7604 | 0 | 0 | 0 | 0 | 0 | 0 | 0.05481 | 0.11973
1992 | 61.7708 | 0 | 0 | 0 | 0 | 0 | 0 | 0.03915 | 0.043901
1992 | 61.7812 | 0 | 0 | 0 | 0 | 0 | 0 | 0.035235 | 0.051883
1992 | 61.7917 | 0 | 0 | 0 | 0 | 0 | 0 | 0.019575 | 0.03991
1992 | 61.8021 | 0 | 0 | 0 | 0 | 0 | 0 | 0.027405 | -0.031928
1992 | 61.8125 | 0 | 0 | 0 | 0 | 0 | 0 | 0.02349 | 0.095784
1992 | 61.8229 | 0 | 0 | 0 | 0 | 0 | 0 | 0.00783 | -0.051883
1992 | 61.8333 | 0 | 0 | 0 | 0 | 0 | 0 | 0.027405 | 0.035919
1992 | 61.8437 | 0 | 0 | 0 | 0 | 0 | 0 | 0.01566 | 0.035919
1992 | 61.8542 | 0 | 0 | 0 | 0 | 0 | 0 | 0.02349 | 0.035919
1992 | 61.8646 | 0 | 0 | 0 | 0 | 0 | 0 | 0.02349 | 0.067847
1992 | 61.875 | 0 | 0 | 0 | 0 | 0 | 0 | 0.003915 | -0.095784
1992 | 61.8854 | 0 | 0 | 0 | 0 | 0 | 0 | 0.02349 | 0.031928
1992 | 61.8958 | 0 | 0 | 0 | 0 | 0 | 0 | 0.02349 | 0.003991
1992 | 61.9062 | 0 | 0 | 0 | 0 | 0 | 0 | 0.019575 | 0.091793
1992 | 61.9167 | 0 | 0 | 0 | 0 | 0 | 0 | 0.019575 | -0.011973
1992 | 61.9271 | 0 | 0 | 0 | 0 | 0 | 0 | 0.01566 | -0.003991
1992 | 61.9375 | 0 | 0 | 0 | 0 | 0 | 0 | 0.011745 | -0.047892
1992 | 61.9479 | 0 | 0 | 0 | 0 | 0 | 0 | 0.011745 | 0.10776
1992 | 61.9583 | 0 | 0 | 0 | 0 | 0 | 0 | 0.011745 | 0.023946
1992 | 61.9687 | 0 | 0.063856 | 0 | 0 | 0 | 0 | 0.011745 | 0
1992 | 61.9792 | 0 | 0 | 0 | 0 | 0 | 0 | 0.011745 | 0.035919
1992 | 61.9896 | 0 | 0.063856 | 0 | 0 | 0 | 0 | 0.00783 | 0.035919
1992 | 62 | 0 | 0 | 0 | 0 | 0 | 0 | 0.011745 | 0.087802
1992 | 62.0104 | 0 | 0 | 0 | 0 | 0 | 0 | 0 | 0.011973
1992 | 62.0208 | 0 | 0 | 0 | 0 | 0 | 0 | 0.011745 | 0.003991
1992 | 62.0312 | 0 | 0 | 0 | 0 | 0 | 0 | 0.00783 | 0.007982
1992 | 62.0417 | 0 | 0 | 0 | 0 | 0 | 0 | 0.00783 | -0.007982
1992 | 62.0521 | 0 | 0.031928 | 0 | 0 | 0 | 0 | 0.00783 | 0.011973
1992 | 62.0625 | 0 | 0 | 0 | 0 | 0 | 0 | 0.011745 | 0.063856
1992 | 62.0729 | 0 | 0.031928 | 0 | 0 | 0 | 0 | 0.003915 | -0.035919
1992 | 62.0833 | 0 | 0 | 0 | 0 | 0 | 0 | 0.019575 | 0.047892
1992 | 62.0937 | 0 | 0 | 0 | 0 | 0 | 0 | -0.003915 | 0
1992 | 62.1042 | 0 | 0 | 0 | 0 | 0 | 0 | 0.011745 | 0.007982
1992 | 62.1146 | 0 | 0 | 0 | 0 | 0 | 0 | 0 | 0.031928
1992 | 62.125 | 0 | 0 | 0 | 0 | 0 | 0 | 0.003915 | -0.003991
1992 | 62.1354 | 0 | 0 | 0 | 0 | 0 | 0 | 0.003915 | 0
1992 | 62.1458 | 0 | 0 | 0 | 0 | 0 | 0 | 0.00783 | -0.003991
1992 | 62.1562 | 0 | 0 | 0 | 0 | 0 | 0 | 0.003915 | -0.003991
1992 | 62.1667 | 0 | 0 | 0 | 0 | 0 | 0 | 0.00783 | 0.047892
1992 | 62.1771 | 0 | 0 | 0 | 0 | 0 | 0 | 0 | -0.023946
1992 | 62.1875 | 0 | 0 | 0 | 0 | 0 | 0 | 0.003915 | 0.011973
1992 | 62.1979 | 0 | 0 | 0 | 0 | 0 | 0 | -0.003915 | 0.019955
1992 | 62.2083 | 0 | 0 | 0 | 0 | 0 | 0 | 0.003915 | -0.031928
1992 | 62.2187 | 0 | 0.023946 | 0 | 0 | 0 | 0 | -0.00783 | 0.011973
1992 | 62.2292 | 0 | 0 | 0 | 0 | 0 | 0 | 0.003915 | 0.047892
1992 | 62.2396 | 0 | 0 | 0 | 0 | 0 | 0 | 0.003915 | -0.031928
1992 | 62.25 | 0 | 0 | 0 | 0 | 0 | 0 | 0.003915 | 0.019955
1992 | 62.2604 | 0 | 0 | 0 | 0 | 0 | 0 | 0.019575 | -0.003991
1992 | 62.2708 | 0.02349 | 0.007982 | 0 | 0 | 0 | 0 | 0 | 0.015964
1992 | 62.2812 | 0 | 0 | 0 | 0 | 0 | 0 | -0.003915 | 0.015964
1992 | 62.2917 | 0 | 0.015964 | 0 | 0 | 0 | 0 | 0.01566 | -0.007982
1992 | 62.3021 | 0.00783 | 0 | 0 | 0 | 0 | 0 | 0.003915 | -0.007982
1992 | 62.3125 | 0 | 0 | 0 | 0 | 0 | 0 | 0 | 0.03991
1992 | 62.3229 | 0 | 0.015964 | 0 | 0 | 0 | 0 | -0.011745 | -0.055874
1992 | 62.3333 | 0 | 0 | 0 | 0 | 0 | 0 | -0.003915 | 0.027937
1992 | 62.3437 | 0 | 0 | 0 | 0 | 0 | 0 | 0.01566 | 0.023946
1992 | 62.3542 | 0.00783 | 0 | 0 | 0 | 0 | 0 | 0 | -0.035919
1992 | 62.3646 | 0 | 0 | 0 | 0 | 0 | 0 | 0.027405 | 0.043901
1992 | 62.375 | 0 | 0 | 0 | 0 | 0 | 0 | 0.003915 | 0.059865
1992 | 62.3854 | 0 | 0 | 0 | 0 | 0 | 0 | 0.050895 | -0.031928
1992 | 62.3958 | 0 | 0 | 0 | 0 | 0 | 0 | 0.043065 | 0.043901
1992 | 62.4062 | 0 | 0 | 0 | 0 | 0 | 0 | 0.027405 | 0.063856
1992 | 62.4167 | 0 | 0 | 0 | 0 | 0 | 0 | 0.07047 | 0.019955
1992 | 62.4271 | 0 | 0 | 0 | 0 | 0 | 0 | 0.058725 | 0.071838
1992 | 62.4375 | 0 | 0 | 0 | 0 | 0 | 0 | 0.08613 | 0.087802
1992 | 62.4479 | 0 | 0 | 0 | 0 | 0 | 0 | 0.08613 | 0.03991
1992 | 62.4583 | 0 | 0 | 0 | 0 | 0 | 0 | 0.0783 | 0.059865
1992 | 62.4687 | 0 | 0 | 0 | 0 | 0 | 0 | 0.13702 | 0.14368
1992 | 62.4792 | 0 | 0 | 0 | 0 | 0 | 0 | 0.1566 | 0.10776
1992 | 62.4896 | 0 | 0 | 0 | 0 | 0 | 0 | 0.16834 | 0.15166
1992 | 62.5 | 0 | 0 | 0 | 0 | 0 | 0 | 0.18009 | 0.2235
1992 | 62.5104 | 0 | 0 | 0 | 0 | 0 | 0 | 0.16443 | 0.10776
1992 | 62.5208 | 0 | 0 | 0 | 0 | 0 | 0 | 0.18792 | 0.19556
1992 | 62.5312 | 0 | 0 | 0 | 0 | 0 | 0 | 0.17618 | 0.13569
1992 | 62.5417 | 0 | 0 | 0 | 0 | 0 | 0 | 0.21924 | 0.18758
1992 | 62.5521 | 0 | 0 | 0 | 0 | 0 | 0 | 0.21141 | 0.20753
1992 | 62.5625 | 0 | 0 | 0 | 0 | 0 | 0 | 0.20749 | 0.19157
1992 | 62.5729 | 0 | 0 | 0 | 0 | 0 | 0 | 0.21141 | 0.20753
1992 | 62.5833 | 0 | 0 | 0 | 0 | 0 | 0 | 0.21924 | 0.12771
1992 | 62.5937 | 0 | 0 | 0 | 0 | 0 | 0 | 0.18792 | 0.29533
1992 | 62.6042 | 0 | 0 | 0 | 0 | 0 | 0 | 0.20358 | 0.14368
1992 | 62.6146 | 0 | 0 | 0 | 0 | 0 | 0 | 0.16835 | 0.20354
1992 | 62.625 | 0 | 0 | 0 | 0 | 0 | 0 | 0.058725 | 0.16762
1992 | 62.6354 | 0 | 0 | 0 | 0 | 0 | 0 | 0.30537 | 0.13569
1992 | 62.6458 | 0 | 0 | 0 | 0 | 0 | 0 | 0.14094 | 0.13569
1992 | 62.6562 | 0 | 0 | 0 | 0 | 0 | 0 | 0.14877 | 0.15964
1992 | 62.6667 | 0 | 0 | 0 | 0 | 0 | 0 | 0.21533 | 0.28336
1992 | 62.6771 | 0 | 0 | 0 | 0 | 0 | 0 | 0.18401 | 0.13969
1992 | 62.6875 | 0 | 0 | 0 | 0 | 0 | 0 | 0.14094 | 0.059865
1992 | 62.6979 | 0 | 0 | 0 | 0 | 0 | 0 | 0.15268 | 0.14767
1992 | 62.7083 | 0 | 0 | 0 | 0 | 0 | 0 | 0.13311 | 0.12372
1992 | 62.7187 | 0 | 0 | 0 | 0 | 0 | 0 | 0.13311 | 0.10377
1992 | 62.7292 | 0 | 0 | 0 | 0 | 0 | 0 | 0.12137 | 0.13969
1992 | 62.7396 | 0 | 0 | 0 | 0 | 0 | 0 | 0.08613 | 0.071838
1992 | 62.75 | 0 | 0 | 0 | 0 | 0 | 0 | 0.090045 | 0.095784
1992 | 62.7604 | 0 | 0 | 0 | 0 | 0 | 0 | 0.066555 | 0.075829
1992 | 62.7708 | 0 | 0 | 0 | 0 | 0 | 0 | 0.03132 | 0.015964
1992 | 62.7812 | 0 | 0 | 0 | 0 | 0 | 0 | 0.019575 | 0.011973
1992 | 62.7917 | 0 | 0.007982 | 0 | 0 | 0 | 0 | 0.01566 | 0.015964
1992 | 62.8021 | 0 | 0 | 0 | 0 | 0 | 0 | 0.011745 | 0.031928
1992 | 62.8125 | 0 | 0 | 0 | 0 | 0 | 0 | 0.003915 | 0.007982
1992 | 62.8229 | 0 | 0 | 0 | 0 | 0 | 0 | 0.00783 | 0.027937
1992 | 62.8333 | 0 | 0 | 0 | 0 | 0 | 0 | 0.00783 | -0.007982
1992 | 62.8437 | 0 | 0 | 0 | 0 | 0 | 0 | 0.00783 | -0.031928
1992 | 62.8542 | 0 | 0 | 0 | 0 | 0 | 0 | 0 | 0.091793
1992 | 62.8646 | 0 | 0 | 0 | 0 | 0 | 0 | 0.00783 | -0.051883
1992 | 62.875 | 0 | 0 | 0 | 0 | 0 | 0 | 0.019575 | 0.027937
1992 | 62.8854 | 0 | 0 | 0 | 0 | 0 | 0 | 0.003915 | 0.023946
1992 | 62.8958 | 0 | 0 | 0 | 0 | 0 | 0 | 0.00783 | 0.007982
1992 | 62.9062 | 0 | 0.015964 | 0 | 0 | 0 | 0 | 0.01566 | 0.015964
1992 | 62.9167 | 0 | 0 | 0 | 0 | 0 | 0 | -0.003915 | 0.027937
1992 | 62.9271 | 0 | 0 | 0 | 0 | 0 | 0 | 0.00783 | -0.023946
1992 | 62.9375 | 0 | 0 | 0 | 0 | 0 | 0 | 0 | 0.015964
1992 | 62.9479 | 0 | 0 | 0 | 0 | 0 | 0 | 0.00783 | 0.015964
1992 | 62.9583 | 0 | 0 | 0 | 0 | 0 | 0 | 0 | 0.011973
1992 | 62.9687 | 0 | 0 | 0 | 0 | 0 | 0 | -0.011745 | 0.007982
1992 | 62.9792 | 0 | 0 | 0 | 0 | 0 | 0 | 0 | -0.003991
1992 | 62.9896 | 0 | 0.063856 | 0 | 0 | 0 | 0 | 0.003915 | 0.023946
1992 | 63 | 0 | 0 | 0 | 0 | 0 | 0 | 0 | 0.019955
1992 | 63.0104 | 0.00783 | 0 | 0 | 0 | 0 | 0 | 0.003915 | -0.019955
1992 | 63.0208 | 0 | 0 | 0 | 0 | 0 | 0 | 0.003915 | 0.015964
1992 | 63.0312 | 0.00783 | 0 | 0 | 0 | 0 | 0 | 0 | -0.015964
1992 | 63.0417 | 0 | 0 | 0 | 0 | 0 | 0 | 0.003915 | 0.003991
1992 | 63.0521 | 0 | 0 | 0 | 0 | 0 | 0 | -0.003915 | 0.003991
1992 | 63.0625 | 0 | 0 | 0 | 0 | 0 | 0 | -0.003915 | -0.003991
1992 | 63.0729 | 0 | 0 | 0 | 0 | 0 | 0 | 0 | 0.007982
1992 | 63.0833 | 0 | 0.015964 | 0 | 0 | 0 | 0 | 0 | 0.011973
1992 | 63.0937 | 0 | 0 | 0 | 0 | 0 | 0 | 0 | 0.011973
1992 | 63.1042 | 0 | 0 | 0 | 0 | 0 | 0 | -0.003915 | -0.019955
1992 | 63.1146 | 0 | 0 | 0 | 0 | 0 | 0 | 0 | 0.011973
1992 | 63.125 | 0 | 0 | 0 | 0 | 0 | 0 | 0 | 0.035919
1992 | 63.1354 | 0.00783 | 0 | 0 | 0 | 0 | 0 | 0.003915 | -0.035919
1992 | 63.1458 | 0 | 0 | 0 | 0 | 0 | 0 | -0.00783 | -0.031928
1992 | 63.1562 | 0 | 0 | 0 | 0 | 0 | 0 | 0.003915 | 0.027937
1992 | 63.1667 | 0.00783 | 0 | 0 | 0 | 0 | 0 | 0 | -0.011973
1992 | 63.1771 | 0 | 0 | 0 | 0 | 0 | 0 | 0 | -0.003991
1992 | 63.1875 | 0.01566 | 0 | 0 | 0 | 0 | 0 | 0.00783 | 0.011973
1992 | 63.1979 | 0 | 0.007982 | 0 | 0 | 0 | 0 | 0.003915 | 0.011973
1992 | 63.2083 | 0 | 0 | 0 | 0 | 0 | 0 | 0 | -0.011973
1992 | 63.2187 | 0.00783 | 0 | 0 | 0 | 0 | 0 | 0.003915 | 0.003991
1992 | 63.2292 | 0 | 0.007982 | 0 | 0 | 0 | 0 | -0.003915 | 0.003991
1992 | 63.2396 | 0.00783 | 0.007982 | 0 | 0 | 0 | 0 | 0.003915 | 0.003991
1992 | 63.25 | 0.00783 | 0 | 0 | 0 | 0 | 0 | -0.003915 | -0.003991
1992 | 63.2604 | 0.00783 | 0.007982 | 0 | 0 | 0 | 0 | 0.003915 | -0.035919
1992 | 63.2708 | 0 | 0 | 0 | 0 | 0 | 0 | 0.003915 | 0.019955
1992 | 63.2812 | 0.00783 | 0.031928 | 0 | 0 | 0 | 0 | -0.003915 | 0.015964
1992 | 63.2917 | 0 | 0 | 0 | 0 | 0 | 0 | 0 | 0.011973
1992 | 63.3021 | 0 | 0 | 0 | 0 | 0 | 0 | 0.00783 | -0.027937
1992 | 63.3125 | 0 | 0 | 0 | 0 | 0 | 0 | 0 | 0.011973
1992 | 63.3229 | 0.01566 | 0 | 0 | 0 | 0 | 0 | 0.00783 | 0.027937
1992 | 63.3333 | 0.00783 | 0 | 0 | 0 | 0 | 0 | 0 | 0.007982
1992 | 63.3437 | 0 | 0 | 0 | 0 | 0 | 0 | 0.00783 | -0.015964
1992 | 63.3542 | 0.00783 | 0.03991 | 0 | 0 | 0 | 0 | -0.00783 | 0.011973
1992 | 63.3646 | 0 | 0 | 0 | 0 | 0 | 0 | 0.011745 | 0.043901
1992 | 63.375 | 0 | 0.023946 | 0 | 0 | 0 | 0 | 0 | -0.031928
1992 | 63.3854 | 0 | 0 | 0 | 0 | 0 | 0 | 0.00783 | 0.015964
1992 | 63.3958 | 0 | 0 | 0 | 0 | 0 | 0 | 0.011745 | 0.015964
1992 | 63.4062 | 0 | 0 | 0 | 0 | 0 | 0 | 0.02349 | 0.027937
1992 | 63.4167 | 0 | 0 | 0 | 0 | 0 | 0 | -0.019575 | 0.027937
1992 | 63.4271 | 0 | 0 | 0 | 0 | 0 | 0 | 0.058725 | 0.035919
1992 | 63.4375 | 0 | 0 | 0 | 0 | 0 | 0 | 0.03132 | 0
1992 | 63.4479 | 0 | 0 | 0 | 0 | 0 | 0 | -0.043065 | 0.099775
1992 | 63.4583 | 0 | 0 | 0 | 0 | 0 | 0 | 0.043065 | 0.007982
1992 | 63.4687 | 0 | 0 | 0 | 0 | 0 | 0 | 0.0783 | -0.015964
1992 | 63.4792 | 0 | 0 | 0 | 0 | 0 | 0 | 0.0783 | -0.031928
1992 | 63.4896 | 0 | 0 | 0 | 0 | 0 | 0 | 0.050895 | 0.13968
1992 | 63.5 | 0 | 0 | 0 | 0 | 0 | 0 | 0.06264 | 0.13969
1992 | 63.5104 | 0 | 0 | 0 | 0 | 0 | 0 | 0.0783 | 0.071838
1992 | 63.5208 | 0 | 0 | 0 | 0 | 0 | 0 | 0.0783 | 0.047892
1992 | 63.5312 | 0 | 0 | 0 | 0 | 0 | 0 | 0.090045 | 0.07982
1992 | 63.5417 | 0 | 0 | 0 | 0 | 0 | 0 | 0.082215 | 0.087802
1992 | 63.5521 | 0 | 0 | 0 | 0 | 0 | 0 | 0.082215 | 0.059865
1992 | 63.5625 | 0 | 0 | 0 | 0 | 0 | 0 | 0.0783 | 0.087802
1992 | 63.5729 | 0 | 0 | 0 | 0 | 0 | 0 | 0.06264 | 0.051883
1992 | 63.5833 | 0 | 0 | 0 | 0 | 0 | 0 | 0.08613 | 0.051883
1992 | 63.5937 | 0 | 0 | 0 | 0 | 0 | 0 | 0.07047 | 0.047892
1992 | 63.6042 | 0 | 0 | 0 | 0 | 0 | 0 | 0.08613 | 0.1317
1992 | 63.6146 | 0 | 0 | 0 | 0 | 0 | 0 | 0.10257 | 0.12372
1992 | 63.625 | 0 | 0 | 0 | 0 | 0 | 0 | 0.098658 | 0.10377
1992 | 63.6354 | 0 | 0 | 0 | 0 | 0 | 0 | 0.098658 | 0.1317
1992 | 63.6458 | 0 | 0 | 0 | 0 | 0 | 0 | 0.10022 | 0.13969
1992 | 63.6562 | 0 | 0 | 0 | 0 | 0 | 0 | 0.09396 | 0.059865
1992 | 63.6667 | 0 | 0 | 0 | 0 | 0 | 0 | 0.066555 | 0.047493
1992 | 63.6771 | 0 | 0 | 0 | 0 | 0 | 0 | 0.04698 | 0.045497
1992 | 63.6875 | 0 | 0 | 0.26622 | 0.21551 | 0 | 0 | -0.008613 | 0.022749
1992 | 63.6979 | 0 | 0 | 11.8624 | 12.0528 | 0 | 0 | 0 | 0
1992 | 63.7083 | 0 | 0 | 3.1633 | 3.9192 | 0 | 0 | 0 | 0
1992 | 63.7187 | 0 | 0 | 1.0257 | 1.0536 | 0 | 0 | 0 | 0
1992 | 63.7292 | 0 | 0 | 0.67338 | 0.74233 | 0 | 0 | 0 | 0
1992 | 63.7396 | 0 | 0 | 0.58725 | 0.59865 | 0 | 0 | 0 | 0
1992 | 63.75 | 0 | 0 | 0.79866 | 0.78224 | 0 | 0 | 0 | 0
1992 | 63.7604 | 0 | 0 | 0.14877 | 0.13569 | 0 | 0 | 0 | 0
1992 | 63.7708 | 0 | 0 | 0.03915 | 0.07982 | 0 | 0 | 0.00783 | 0.007982
1992 | 63.7812 | 0.08613 | 0.015964 | 0 | 0 | 0 | 0 | -0.003915 | -0.027937
1992 | 63.7917 | 0 | 0 | 0 | 0 | 0 | 0 | 0.02349 | 0.019955
1992 | 63.8021 | 0 | 0 | 0 | 0 | 0 | 0 | 0.019575 | 0.007982
1992 | 63.8125 | 0 | 0.03991 | 0 | 0 | 0 | 0 | -0.00783 | -0.003991
1992 | 63.8229 | 0 | 0 | 0 | 0 | 0 | 0 | -0.011745 | 0.03991
1992 | 63.8333 | 0.02349 | 0 | 0 | 0 | 0 | 0 | -0.00783 | 0
1992 | 63.8437 | 0 | 0.023946 | 0 | 0 | 0 | 0 | 0.00783 | 0.015964
1992 | 63.8542 | 0 | 0 | 0 | 0 | 0 | 0 | 0.00783 | 0.007982
1992 | 63.8646 | 0 | 0 | 0 | 0 | 0 | 0 | -2.8422e-14 | -0.007982
1992 | 63.875 | 0 | 0 | 0 | 0 | 0 | 0 | 0.003915 | -0.019955
1992 | 63.8854 | 0 | 0 | 0 | 0 | 0 | 0 | 0.019575 | -0.003991
1992 | 63.8958 | 0 | 0 | 0 | 0 | 0 | 0 | -0.003915 | 0.015964
1992 | 63.9062 | 0.02349 | 0.015964 | 0 | 0 | 0 | 0 | 0.003915 | -0.007982
1992 | 63.9167 | 0.02349 | 0.03991 | 0 | 0 | 0 | 0 | -0.003915 | 0.007982
1992 | 63.9271 | 0 | 0 | 0 | 0 | 0 | 0 | 0.01566 | 0.019955
1992 | 63.9375 | 0 | 0 | 0 | 0 | 0 | 0 | -2.8422e-14 | -0.003991
1992 | 63.9479 | 0.01566 | 0 | 0 | 0 | 0 | 0 | 0.00783 | 0.023946
1992 | 63.9583 | 0 | 0 | 0 | 0 | 0 | 0 | 0 | -0.015964
1992 | 63.9687 | 0.00783 | 0 | 0 | 0 | 0 | 0 | -0.00783 | -0.011973
1992 | 63.9792 | 0 | 0.023946 | 0 | 0 | 0 | 0 | 0.011745 | 0.011973
1992 | 63.9896 | 0 | 0.023946 | 0 | 0 | 0 | 0 | -0.011745 | 0.027937
1992 | 64 | 0 | 0 | 0 | 0 | 0 | 0 | 0.003915 | 0.011973
1992 | 64.0104 | 0 | 0 | 0 | 0 | 0 | 0 | -0.003915 | -0.011973
1992 | 64.0208 | 0.00783 | 0 | 0 | 0 | 0 | 0 | 0 | -0.019955
1992 | 64.0312 | 0.01566 | 0 | 0 | 0 | 0 | 0 | 0 | 0.007982
1992 | 64.0417 | 0 | 0 | 0 | 0 | 0 | 0 | -0.00783 | 0.027937
1992 | 64.0521 | 0 | 0.023946 | 0 | 0 | 0 | 0 | 0.00783 | 2.8422e-14
1992 | 64.0625 | 0 | 0 | 0 | 0 | 0 | 0 | 0 | 0.003991
1992 | 64.0729 | 0 | 0 | 0 | 0 | 0 | 0 | 0 | -0.003991
1992 | 64.0833 | 0 | 0 | 0 | 0 | 0 | 0 | -0.011745 | -0.019955
1992 | 64.0937 | 0.01566 | 0 | 0 | 0 | 0 | 0 | 0.003915 | 0
1992 | 64.1042 | 0 | 0 | 0 | 0 | 0 | 0 | 0 | 0.003991
1992 | 64.1146 | 0.01566 | 0.007982 | 0 | 0 | 0 | 0 | 0.003915 | -0.027937
1992 | 64.125 | 0.00783 | 0 | 0 | 0 | 0 | 0 | 0.003915 | 0.047892
1992 | 64.1354 | 0.00783 | 0 | 0 | 0 | 0 | 0 | 0.003915 | -0.003991
1992 | 64.1458 | 0 | 0.03991 | 0 | 0 | 0 | 0 | -0.00783 | 0
1992 | 64.1562 | 0 | 0 | 0 | 0 | 0 | 0 | 0.003915 | 0.023946
1992 | 64.1667 | 0.00783 | 0.031928 | 0 | 0 | 0 | 0 | -0.003915 | -0.003991
1992 | 64.1771 | 0 | 0 | 0 | 0 | 0 | 0 | 0 | 0.023946
1992 | 64.1875 | 0 | 0 | 0 | 0 | 0 | 0 | -0.003915 | -0.027937
1992 | 64.1979 | 0.00783 | 0 | 0 | 0 | 0 | 0 | -2.8422e-14 | 0.011973
1992 | 64.2083 | 0 | 0 | 0 | 0 | 0 | 0 | 0.003915 | 0.011973
1992 | 64.2187 | 0.00783 | 0 | 0 | 0 | 0 | 0 | -0.003915 | -0.015964
1992 | 64.2292 | 0.01566 | 0.007982 | 0 | 0 | 0 | 0 | 0.003915 | 0.019955
1992 | 64.2396 | 0 | 0 | 0 | 0 | 0 | 0 | 0.003915 | -0.007982
1992 | 64.25 | 0 | 0 | 0 | 0 | 0 | 0 | 0 | 0.011973
1992 | 64.2604 | 0.00783 | 0 | 0 | 0 | 0 | 0 | -0.003915 | -0.015964
1992 | 64.2708 | 0.00783 | 0.007982 | 0 | 0 | 0 | 0 | 0.003915 | -0.015964
1992 | 64.2812 | 0 | 0 | 0 | 0 | 0 | 0 | 0.003915 | 0.023946
1992 | 64.2917 | 0.01566 | 0 | 0 | 0 | 0 | 0 | 0.003915 | 1.4211e-14
1992 | 64.3021 | 0 | 0.007982 | 0 | 0 | 0 | 0 | 0 | -0.007982
1992 | 64.3125 | 0 | 0 | 0 | 0 | 0 | 0 | 0 | 0.003991
1992 | 64.3229 | 0 | 0 | 0 | 0 | 0 | 0 | 0.003915 | -0.007982
1992 | 64.3333 | 0 | 0 | 0 | 0 | 0 | 0 | 0 | 0.003991
1992 | 64.3437 | 0 | 0 | 0 | 0 | 0 | 0 | -0.00783 | 0.031928
1992 | 64.3542 | 0 | 0 | 0 | 0 | 0 | 0 | 0.01566 | 0.047892
1992 | 64.3646 | 0 | 0 | 0 | 0 | 0 | 0 | -0.003915 | 0.023946
1992 | 64.375 | 0 | 0 | 0 | 0 | 0 | 0 | 0.05481 | 0.023946
1992 | 64.3854 | 0 | 0 | 0 | 0 | 0 | 0 | 0.035235 | -0.007982
1992 | 64.3958 | 0 | 0 | 0 | 0 | 0 | 0 | 0.03915 | 0.099775
1992 | 64.4062 | 0 | 0 | 0 | 0 | 0 | 0 | 0.066555 | 0.051883
1992 | 64.4167 | 0 | 0 | 0 | 0 | 0 | 0 | 0.06264 | 0.031928
1992 | 64.4271 | 0 | 0.03991 | 0 | 0 | 0 | 0 | 0.058725 | 0.20753
1992 | 64.4375 | 0 | 0 | 0 | 0 | 0 | 0 | 0.07047 | -0.019955
1992 | 64.4479 | 0 | 0 | 0 | 0 | 0 | 0 | 0.10179 | 0.063856
1992 | 64.4583 | 0 | 0 | 0 | 0 | 0 | 0 | 0.074385 | 0.10377
1992 | 64.4687 | 0 | 0 | 0 | 0 | 0 | 0 | 0.11354 | 0.13569
1992 | 64.4792 | 0 | 0 | 0 | 0 | 0 | 0 | 0.11745 | 0.12771
1992 | 64.4896 | 0 | 0 | 0 | 0 | 0 | 0 | 0.097875 | 0.07982
1992 | 64.5 | 0 | 0 | 0 | 0 | 0 | 0 | 0.15268 | 0.11574
1992 | 64.5104 | 0 | 0 | 0 | 0 | 0 | 0 | 0.10962 | 0.051883
1992 | 64.5208 | 0 | 0 | 0 | 0 | 0 | 0 | 0.19967 | 0.20753
1992 | 64.5312 | 0 | 0 | 0 | 0 | 0 | 0 | 0.12528 | 0.25143
1992 | 64.5417 | 0 | 0 | 0 | 0 | 0 | 0 | 0.10571 | -0.083811
1992 | 64.5521 | 0 | 0 | 0 | 0 | 0 | 0 | 0.18009 | 0.27538
1992 | 64.5625 | 0 | 0 | 0 | 0 | 0 | 0 | 0.13311 | 0.17959
1992 | 64.5729 | 0 | 0 | 0 | 0 | 0 | 0 | 0.17618 | 0.1756
1992 | 64.5833 | 0 | 0 | 0 | 0 | 0 | 0 | 0.12528 | 0.20354
1992 | 64.5937 | 0 | 0 | 0 | 0 | 0 | 0 | 0.15268 | -0.091793
1992 | 64.6042 | 0 | 0 | 0 | 0 | 0 | 0 | 0.10571 | 0.27139
1992 | 64.6146 | 0 | 0 | 0 | 0 | 0 | 0 | 0.20749 | -0.059865
1992 | 64.625 | 0 | 0 | 0 | 0 | 0 | 0 | 0.16052 | 0.23148
1992 | 64.6354 | 0 | 0 | 0 | 0 | 0 | 0 | -0.011745 | 0.087802
1992 | 64.6458 | 0 | 0.007982 | 0 | 0 | 0 | 0 | -0.02349 | -0.11175
1992 | 64.6562 | 0 | 0 | 0 | 0 | 0 | 0 | 0.10179 | 0.16762
1992 | 64.6667 | 0 | 0 | 0 | 0 | 0 | 0 | 0.050895 | 0.055874
1992 | 64.6771 | 0 | 0 | 0 | 0 | 0 | 0 | 0.097875 | 0.091793
1992 | 64.6875 | 0 | 0 | 0 | 0 | 0 | 0 | 0.10179 | 0.031928
1992 | 64.6979 | 0 | 0 | 0 | 0 | 0 | 0 | 0.04698 | 0.003991
1992 | 64.7083 | 0 | 0 | 0 | 0 | 0 | 0 | 0.066555 | 0.14767
1992 | 64.7187 | 0 | 0 | 0 | 0 | 0 | 0 | 0.066555 | -0.035919
1992 | 64.7292 | 0 | 0 | 0 | 0 | 0 | 0 | 0.066555 | 0.11175
1992 | 64.7396 | 0 | 0 | 0 | 0 | 0 | 0 | 0.011745 | 0.075829
1992 | 64.75 | 0 | 0 | 0 | 0 | 0 | 0 | 0.04698 | 0.051883
1992 | 64.7604 | 0 | 0 | 0 | 0 | 0 | 0 | 0.050895 | 0.047892
1992 | 64.7708 | 0 | 0 | 0 | 0 | 0 | 0 | 0.03915 | -0.031928
1992 | 64.7812 | 0 | 0 | 0 | 0 | 0 | 0 | 0.02349 | 0.019955
1992 | 64.7917 | 0 | 0 | 0 | 0 | 0 | 0 | 0.04698 | 0.095784
1992 | 64.8021 | 0 | 0 | 0 | 0 | 0 | 0 | 0.027405 | 0.007982
1992 | 64.8125 | 0 | 0 | 0 | 0 | 0 | 0 | 0.027405 | -0.031928
1992 | 64.8229 | 0 | 0 | 0 | 0 | 0 | 0 | 0.03132 | 0.095784
1992 | 64.8333 | 0 | 0 | 0 | 0 | 0 | 0 | 0.027405 | 0.03991
1992 | 64.8437 | 0 | 0 | 0 | 0 | 0 | 0 | 0.01566 | -0.019955
1992 | 64.8542 | 0 | 0 | 0 | 0 | 0 | 0 | 0.019575 | 0.019955
1992 | 64.8646 | 0 | 0 | 0 | 0 | 0 | 0 | 0.011745 | 0.031928
1992 | 64.875 | 0 | 0 | 0 | 0 | 0 | 0 | 0.02349 | 0.023946
1992 | 64.8854 | 0 | 0 | 0 | 0 | 0 | 0 | 0.011745 | 0.019955
1992 | 64.8958 | 0 | 0 | 0 | 0 | 0 | 0 | 0.027405 | 0.051883
1992 | 64.9062 | 0 | 0 | 0 | 0 | 0 | 0 | 0.011745 | -0.035919
1992 | 64.9167 | 0 | 0 | 0 | 0 | 0 | 0 | 0.019575 | 0.023946
1992 | 64.9271 | 0 | 0 | 0 | 0 | 0 | 0 | 0.01566 | 0.035919
1992 | 64.9375 | 0 | 0 | 0 | 0 | 0 | 0 | 0.02349 | -0.007982
1992 | 64.9479 | 0 | 0 | 0 | 0 | 0 | 0 | 0.00783 | -0.007982
1992 | 64.9583 | 0 | 0 | 0 | 0 | 0 | 0 | 0.019575 | 0
1992 | 64.9687 | 0 | 0 | 0 | 0 | 0 | 0 | 0.003915 | 0.027937
1992 | 64.9792 | 0 | 0 | 0 | 0 | 0 | 0 | 0.027405 | 0.023946
1992 | 64.9896 | 0 | 0 | 0 | 0 | 0 | 0 | 0.011745 | -0.011973
1992 | 65 | 0 | 0 | 0 | 0 | 0 | 0 | 0.011745 | 0.051883
1992 | 65.0104 | 0 | 0 | 0 | 0 | 0 | 0 | 0.011745 | -0.027937
1992 | 65.0208 | 0 | 0 | 0 | 0 | 0 | 0 | 0.01566 | 0.03991
1992 | 65.0312 | 0 | 0 | 0 | 0 | 0 | 0 | 0.011745 | -0.011973
1992 | 65.0417 | 0 | 0 | 0 | 0 | 0 | 0 | 0.00783 | -0.019955
1992 | 65.0521 | 0 | 0 | 0 | 0 | 0 | 0 | 0.003915 | 0.023946
1992 | 65.0625 | 0 | 0 | 0 | 0 | 0 | 0 | 0.00783 | 0.019955
1992 | 65.0729 | 0 | 0 | 0 | 0 | 0 | 0 | -0.003915 | -0.015964
1992 | 65.0833 | 0 | 0.031928 | 0 | 0 | 0 | 0 | 0.01566 | 0.063856
1992 | 65.0937 | 0 | 0 | 0 | 0 | 0 | 0 | -0.00783 | -0.003991
1992 | 65.1042 | 0 | 0 | 0 | 0 | 0 | 0 | 0.00783 | -0.015964
1992 | 65.1146 | 0 | 0 | 0 | 0 | 0 | 0 | 0.003915 | 0.027937
1992 | 65.125 | 0 | 0 | 0 | 0 | 0 | 0 | 0.01566 | -0.003991
1992 | 65.1354 | 0 | 0 | 0 | 0 | 0 | 0 | 0.003915 | 0
1992 | 65.1458 | 0 | 0 | 0 | 0 | 0 | 0 | 0 | 0.015964
1992 | 65.1562 | 0 | 0 | 0 | 0 | 0 | 0 | 0.00783 | -0.011973
1992 | 65.1667 | 0 | 0.015964 | 0 | 0 | 0 | 0 | 0.00783 | 0.035919
1992 | 65.1771 | 0 | 0 | 0 | 0 | 0 | 0 | 0 | 0.051883
1992 | 65.1875 | 0 | 0.063856 | 0 | 0 | 0 | 0 | -0.003915 | 0.007982
1992 | 65.1979 | 0 | 0 | 0 | 0 | 0 | 0 | 0.003915 | 0.015964
1992 | 65.2083 | 0 | 0 | 0 | 0 | 0 | 0 | -0.003915 | -0.019955
1992 | 65.2187 | 0.00783 | 0 | 0 | 0 | 0 | 0 | 0.003915 | 0.007982
1992 | 65.2292 | 0 | 0 | 0 | 0 | 0 | 0 | 0.00783 | 0
1992 | 65.2396 | 0 | 0.007982 | 0 | 0 | 0 | 0 | 0.003915 | 0.003991
1992 | 65.25 | 0 | 0.015964 | 0 | 0 | 0 | 0 | -0.003915 | 0.015964
1992 | 65.2604 | 0 | 0 | 0 | 0 | 0 | 0 | 0.003915 | 0.019955
1992 | 65.2708 | 0 | 0.023946 | 0 | 0 | 0 | 0 | 0 | 0.023946
1992 | 65.2812 | 0 | 0 | 0 | 0 | 0 | 0 | 0 | -0.023946
1992 | 65.2917 | 0 | 0 | 0 | 0 | 0 | 0 | 0 | 0.027937
1992 | 65.3021 | 0 | 0.023946 | 0 | 0 | 0 | 0 | 0.003915 | 0.031928
1992 | 65.3125 | 0 | 0 | 0 | 0 | 0 | 0 | 0 | -0.027937
1992 | 65.3229 | 0 | 0 | 0 | 0 | 0 | 0 | 0.011745 | 0.047892
1992 | 65.3333 | 0 | 0.015964 | 0 | 0 | 0 | 0 | -0.00783 | -0.03991
1992 | 65.3437 | 0 | 0 | 0 | 0 | 0 | 0 | 0.003915 | 0.011973
1992 | 65.3542 | 0 | 0 | 0 | 0 | 0 | 0 | 0.01566 | 0.051883
1992 | 65.3646 | 0 | 0 | 0 | 0 | 0 | 0 | 0.011745 | -0.023946
1992 | 65.375 | 0 | 0 | 0 | 0 | 0 | 0 | 0.02349 | 0.051883
1992 | 65.3854 | 0 | 0 | 0 | 0 | 0 | 0 | 0.03132 | 0.003991
1992 | 65.3958 | 0 | 0 | 0 | 0 | 0 | 0 | 0.03915 | 0.047892
1992 | 65.4062 | 0 | 0 | 0 | 0 | 0 | 0 | 0.05481 | -0.011973
1992 | 65.4167 | 0 | 0 | 0 | 0 | 0 | 0 | 0.066555 | 0.075829
1992 | 65.4271 | 0 | 0 | 0 | 0 | 0 | 0 | 0.082215 | 0.091793
1992 | 65.4375 | 0 | 0 | 0 | 0 | 0 | 0 | 0.074385 | 0.095784
1992 | 65.4479 | 0 | 0 | 0 | 0 | 0 | 0 | 0.090045 | 0.095784
1992 | 65.4583 | 0 | 0 | 0 | 0 | 0 | 0 | 0.08613 | 0.055874
1992 | 65.4687 | 0 | 0 | 0 | 0 | 0 | 0 | 0.08613 | 0.099775
1992 | 65.4792 | 0 | 0 | 0 | 0 | 0 | 0 | 0.10179 | 0.063856
1992 | 65.4896 | 0 | 0 | 0 | 0 | 0 | 0 | 0.097875 | 0.051883
1992 | 65.5 | 0 | 0 | 0 | 0 | 0 | 0 | 0.12528 | 0.1756
1992 | 65.5104 | 0 | 0 | 0 | 0 | 0 | 0 | 0.13311 | 0.099775
1992 | 65.5208 | 0 | 0 | 0 | 0 | 0 | 0 | 0.12136 | 0.12372
1992 | 65.5312 | 0 | 0 | 0 | 0 | 0 | 0 | 0.14877 | 0.12771
1992 | 65.5417 | 0 | 0 | 0 | 0 | 0 | 0 | 0.13702 | 0.067847
1992 | 65.5521 | 0 | 0 | 0 | 0 | 0 | 0 | 0.17226 | 0.16363
1992 | 65.5625 | 0 | 0 | 0 | 0 | 0 | 0 | 0.11354 | 0.20753
1992 | 65.5729 | 0 | 0 | 0 | 0 | 0 | 0 | 0.17617 | 0.1317
1992 | 65.5833 | 0 | 0 | 0 | 0 | 0 | 0 | 0.14486 | 0.063856
1992 | 65.5937 | 0 | 0 | 0 | 0 | 0 | 0 | 0.14094 | 0.14368
1992 | 65.6042 | 0 | 0 | 0 | 0 | 0 | 0 | 0.184 | 0.28336
1992 | 65.6146 | 0 | 0 | 0 | 0 | 0 | 0 | 0.16052 | -0.027937
1992 | 65.625 | 0 | 0 | 0 | 0 | 0 | 0 | 0.14094 | 0.19955
1992 | 65.6354 | 0 | 0 | 0 | 0 | 0 | 0 | 0.12528 | 0.15565
1992 | 65.6458 | 0 | 0 | 0 | 0 | 0 | 0 | 0.16834 | 0.18758
1992 | 65.6562 | 0 | 0 | 0 | 0 | 0 | 0 | 0.11745 | 0.11175
1992 | 65.6667 | 0 | 0 | 0 | 0 | 0 | 0 | 0.066555 | 0.07982
1992 | 65.6771 | 0 | 0 | 0 | 0 | 0 | 0 | 0.14877 | 0.13969
1992 | 65.6875 | 0 | 0 | 0 | 0 | 0 | 0 | 0.12528 | 0.067847
1992 | 65.6979 | 0 | 0 | 0 | 0 | 0 | 0 | 0.1292 | 0.19556
1992 | 65.7083 | 0 | 0 | 0 | 0 | 0 | 0 | 0.09396 | 0.031928
1992 | 65.7187 | 0 | 0 | 0 | 0 | 0 | 0 | 0.090045 | 0.12771
1992 | 65.7292 | 0 | 0 | 0 | 0 | 0 | 0 | 0.066555 | 0.055874
1992 | 65.7396 | 0 | 0 | 0 | 0 | 0 | 0 | 0.0783 | 0.075829
1992 | 65.75 | 0 | 0 | 0 | 0 | 0 | 0 | 0.04698 | 0.031928
1992 | 65.7604 | 0 | 0 | 0 | 0 | 0 | 0 | 0.043065 | 0.027937
1992 | 65.7708 | 0 | 0 | 0 | 0 | 0 | 0 | 0.019575 | 0.031928
1992 | 65.7812 | 0 | 0 | 0 | 0 | 0 | 0 | 0.003915 | 0.007982
1992 | 65.7917 | 0 | 0 | 0 | 0 | 0 | 0 | 0.01566 | -0.035919
1992 | 65.8021 | 0 | 0 | 0 | 0 | 0 | 0 | 0.00783 | 0.043901
1992 | 65.8125 | 0 | 0 | 0 | 0 | 0 | 0 | 0.019575 | 0.031928
1992 | 65.8229 | 0 | 0 | 0 | 0 | 0 | 0 | 0 | -0.007982
1992 | 65.8333 | 0 | 0 | 0 | 0 | 0 | 0 | 0.019575 | -0.003991
1992 | 65.8437 | 0 | 0 | 0 | 0 | 0 | 0 | -0.003915 | 0
1992 | 65.8542 | 0 | 0 | 0 | 0 | 0 | 0 | 0.01566 | 0.007982
1992 | 65.8646 | 0 | 0 | 0 | 0 | 0 | 0 | 0.00783 | 0.027937
1992 | 65.875 | 0 | 0 | 0 | 0 | 0 | 0 | 0.00783 | -0.027937
1992 | 65.8854 | 0.01566 | 0 | 0 | 0 | 0 | 0 | 0.00783 | 0
1992 | 65.8958 | 0.00783 | 0 | 0 | 0 | 0 | 0 | 0.00783 | 0.003991
1992 | 65.9062 | 0 | 0 | 0 | 0 | 0 | 0 | 0.003915 | -0.007982
1992 | 65.9167 | 0 | 0 | 0 | 0 | 0 | 0 | -0.003915 | 0.015964
1992 | 65.9271 | 0 | 0 | 0 | 0 | 0 | 0 | 0.003915 | -0.007982
1992 | 65.9375 | 0 | 0 | 0 | 0 | 0 | 0 | 0 | 0.019955
1992 | 65.9479 | 0 | 0 | 0 | 0 | 0 | 0 | -0.00783 | 0.003991
1992 | 65.9583 | 0 | 0.03991 | 0 | 0 | 0 | 0 | 0.00783 | 0.003991
1992 | 65.9687 | 0 | 0 | 0 | 0 | 0 | 0 | 0.011745 | 0.031928
1992 | 65.9792 | 0.01566 | 0 | 0 | 0 | 0 | 0 | 0.01566 | 0
1992 | 65.9896 | 0.00783 | 0 | 0 | 0 | 0 | 0 | -0.003915 | -0.011973
1992 | 66 | 0 | 0 | 0 | 0 | 0 | 0 | 0.00783 | -0.003991
1992 | 66.0104 | 0.01566 | 0.031928 | 0 | 0 | 0 | 0 | 0.003915 | 0.015964
1992 | 66.0208 | 0 | 0 | 0 | 0 | 0 | 0 | 0.011745 | 0.015964
1992 | 66.0312 | 0 | 0 | 0 | 0 | 0 | 0 | -0.003915 | -0.007982
1992 | 66.0417 | 0 | 0 | 0 | 0 | 0 | 0 | 0 | 0.03991
1992 | 66.0521 | 0 | 0 | 0 | 0 | 0 | 0 | -0.003915 | -0.047892
1992 | 66.0625 | 0 | 0.015964 | 0 | 0 | 0 | 0 | 0.003915 | 0.019955
1992 | 66.0729 | 0 | 0 | 0 | 0 | 0 | 0 | -0.003915 | 1.4211e-14
1992 | 66.0833 | 0.01566 | 0 | 0 | 0 | 0 | 0 | 0.011745 | 0.007982
1992 | 66.0937 | 0.00783 | 0 | 0 | 0 | 0 | 0 | 0.019575 | -0.003991
1992 | 66.1042 | 0 | 0 | 0 | 0 | 0 | 0 | -0.019575 | 0
1992 | 66.1146 | 0 | 0 | 0 | 0 | 0 | 0 | 0.003915 | 0.011973
1992 | 66.125 | 0 | 0.007982 | 0 | 0 | 0 | 0 | 0.003915 | 0.011973
1992 | 66.1354 | 0 | 0 | 0 | 0 | 0 | 0 | 0.003915 | 0.011973
1992 | 66.1458 | 0 | 0.015964 | 0 | 0 | 0 | 0 | 0.003915 | -0.011973
1992 | 66.1562 | 0 | 0 | 0 | 0 | 0 | 0 | -0.003915 | -1.4211e-14
1992 | 66.1667 | 0 | 0 | 0 | 0 | 0 | 0 | -0.00783 | 0.031928
1992 | 66.1771 | 0 | 0 | 0 | 0 | 0 | 0 | 0.003915 | -0.023946
1992 | 66.1875 | 0 | 0 | 0 | 0 | 0 | 0 | 0 | -0.007982
1992 | 66.1979 | 0 | 0 | 0 | 0 | 0 | 0 | -0.003915 | 0.015964
1992 | 66.2083 | 0 | 0 | 0 | 0 | 0 | 0 | -0.011745 | -0.015964
1992 | 66.2187 | 0 | 0 | 0 | 0 | 0 | 0 | 0.00783 | -0.011973
1992 | 66.2292 | 0 | 0 | 0 | 0 | 0 | 0 | 0 | 0.007982
1992 | 66.2396 | 0 | 0 | 0 | 0 | 0 | 0 | -0.003915 | 0.051883
1992 | 66.25 | 0 | 0.047892 | 0 | 0 | 0 | 0 | 0 | -1.4211e-14
1992 | 66.2604 | 0 | 0.047892 | 0 | 0 | 0 | 0 | 0.003915 | 0.031928
1992 | 66.2708 | 0 | 0 | 0 | 0 | 0 | 0 | -2.8422e-14 | 0.031928
1992 | 66.2812 | 0 | 0 | 0 | 0 | 0 | 0 | 2.8422e-14 | 0.019955
1992 | 66.2917 | 0.00783 | 0.031928 | 0 | 0 | 0 | 0 | 0 | -0.023946
1992 | 66.3021 | 0 | 0 | 0 | 0 | 0 | 0 | 0.003915 | 0.019955
1992 | 66.3125 | 0.00783 | 0 | 0 | 0 | 0 | 0 | -2.8422e-14 | 0.007982
1992 | 66.3229 | 0 | 0 | 0 | 0 | 0 | 0 | 0.019575 | 0.007982
1992 | 66.3333 | 0 | 0 | 0 | 0 | 0 | 0 | 0.00783 | -0.003991
1992 | 66.3437 | 0.00783 | 0.007982 | 0 | 0 | 0 | 0 | -0.003915 | 0.03991
1992 | 66.3542 | 0 | 0.023946 | 0 | 0 | 0 | 0 | -0.00783 | -0.011973
1992 | 66.3646 | 0 | 0 | 0 | 0 | 0 | 0 | 0.01566 | 0.03991
1992 | 66.375 | 0 | 0 | 0 | 0 | 0 | 0 | 0.03915 | 0.007982
1992 | 66.3854 | 0 | 0 | 0 | 0 | 0 | 0 | 0.05481 | 0.023946
1992 | 66.3958 | 0 | 0 | 0 | 0 | 0 | 0 | 0.027405 | 0.075829
1992 | 66.4062 | 0 | 0 | 0 | 0 | 0 | 0 | 0.03915 | 0.043901
1992 | 66.4167 | 0 | 0 | 0 | 0 | 0 | 0 | 0.058725 | 0.023946
1992 | 66.4271 | 0 | 0 | 0 | 0 | 0 | 0 | 0.06264 | 0.055874
1992 | 66.4375 | 0 | 0 | 0 | 0 | 0 | 0 | 0.08613 | 0.07982
1992 | 66.4479 | 0 | 0 | 0 | 0 | 0 | 0 | 0.07047 | 0.03991
1992 | 66.4583 | 0 | 0 | 0 | 0 | 0 | 0 | 0.074385 | 0.15964
1992 | 66.4687 | 0 | 0 | 0 | 0 | 0 | 0 | 0.09396 | 0.07982
1992 | 66.4792 | 0 | 0 | 0 | 0 | 0 | 0 | 0.10962 | 0.063856
1992 | 66.4896 | 0 | 0 | 0 | 0 | 0 | 0 | 0.14877 | 0.10377
1992 | 66.5 | 0 | 0 | 0 | 0 | 0 | 0 | 0.14094 | 0.19556
1992 | 66.5104 | 0 | 0 | 0 | 0 | 0 | 0 | 0.16052 | 0.091793
1992 | 66.5208 | 0 | 0 | 0 | 0 | 0 | 0 | 0.1566 | 0.16363
1992 | 66.5312 | 0 | 0 | 0 | 0 | 0 | 0 | 0.16052 | 0.15565
1992 | 66.5417 | 0 | 0 | 0 | 0 | 0 | 0 | 0.17226 | 0.15964
1992 | 66.5521 | 0 | 0 | 0 | 0 | 0 | 0 | 0.18401 | 0.18359
1992 | 66.5625 | 0 | 0 | 0 | 0 | 0 | 0 | 0.16834 | 0.1317
1992 | 66.5729 | 0 | 0 | 0 | 0 | 0 | 0 | 0.17226 | 0.17161
1992 | 66.5833 | 0 | 0 | 0 | 0 | 0 | 0 | 0.1566 | 0.10377
1992 | 66.5937 | 0 | 0 | 0 | 0 | 0 | 0 | 0.17617 | 0.16762
1992 | 66.6042 | 0 | 0 | 0 | 0 | 0 | 0 | 0.16443 | 0.19157
1992 | 66.6146 | 0 | 0 | 0 | 0 | 0 | 0 | 0.16051 | 0.16762
1992 | 66.625 | 0 | 0 | 0 | 0 | 0 | 0 | 0.16834 | 0.13569
1992 | 66.6354 | 0 | 0 | 0 | 0 | 0 | 0 | 0.14486 | 0.14767
1992 | 66.6458 | 0 | 0 | 0 | 0 | 0 | 0 | 0.16052 | 0.13969
1992 | 66.6562 | 0 | 0 | 0 | 0 | 0 | 0 | 0.13311 | 0.14368
1992 | 66.6667 | 0 | 0 | 0 | 0 | 0 | 0 | 0.14094 | 0.15565
1992 | 66.6771 | 0 | 0 | 0 | 0 | 0 | 0 | 0.097875 | 0.059865
1992 | 66.6875 | 0 | 0 | 0 | 0 | 0 | 0 | 0.10962 | 0.091793
1992 | 66.6979 | 0 | 0 | 0 | 0 | 0 | 0 | 0.08613 | 0.075829
1992 | 66.7083 | 0 | 0 | 0 | 0 | 0 | 0 | 0.074385 | 0.075829
1992 | 66.7187 | 0 | 0 | 0 | 0 | 0 | 0 | 0.05481 | 0.011973
1992 | 66.7292 | 0 | 0 | 0 | 0 | 0 | 0 | 0.027405 | 0.087802
1992 | 66.7396 | 0 | 0 | 0 | 0 | 0 | 0 | 0.035235 | 0.023946
1992 | 66.75 | 0 | 0 | 0 | 0 | 0 | 0 | 0.03132 | 0.043901
1992 | 66.7604 | 0 | 0 | 0 | 0 | 0 | 0 | 0.02349 | -0.019955
1992 | 66.7708 | 0 | 0 | 0 | 0 | 0 | 0 | 0.00783 | 0.075829
1992 | 66.7812 | 0 | 0 | 0 | 0 | 0 | 0 | 0.003915 | -0.007982
1992 | 66.7917 | 0 | 0 | 0 | 0 | 0 | 0 | -2.8422e-14 | 0.023946
1992 | 66.8021 | 0 | 0 | 0 | 0 | 0 | 0 | 0.011745 | 2.8422e-14
1992 | 66.8125 | 0 | 0.03991 | 0 | 0 | 0 | 0 | 0 | 1.4211e-14
1992 | 66.8229 | 0 | 0 | 0 | 0 | 0 | 0 | 0.011745 | -0.03991
1992 | 66.8333 | 0.01566 | 0 | 0 | 0 | 0 | 0 | 0.003915 | 0.023946
1992 | 66.8437 | 0 | 0 | 0 | 0 | 0 | 0 | 0.003915 | 0.023946
1992 | 66.8542 | 0 | 0 | 0 | 0 | 0 | 0 | -0.003915 | -0.007982
1992 | 66.8646 | 0 | 0 | 0 | 0 | 0 | 0 | 0.00783 | -0.015964
1992 | 66.875 | 0 | 0.063856 | 0 | 0 | 0 | 0 | 0.003915 | 0.051883
1992 | 66.8854 | 0 | 0 | 0 | 0 | 0 | 0 | 0 | 0.031928
1992 | 66.8958 | 0 | 0 | 0 | 0 | 0 | 0 | 0 | 0.055874
1992 | 66.9062 | 0.00783 | 0 | 0 | 0 | 0 | 0 | -0.003915 | -0.035919
1992 | 66.9167 | 0 | 0 | 0 | 0 | 0 | 0 | 0.019575 | -0.027937
1992 | 66.9271 | 0 | 0 | 0 | 0 | 0 | 0 | -0.003915 | 0.019955
1992 | 66.9375 | 0 | 0 | 0 | 0 | 0 | 0 | 0 | -0.003991
1992 | 66.9479 | 0 | 0 | 0 | 0 | 0 | 0 | 0 | -0.003991
1992 | 66.9583 | 0 | 0 | 0 | 0 | 0 | 0 | 0.00783 | 0.019955
1992 | 66.9687 | 0 | 0 | 0 | 0 | 0 | 0 | 0.003915 | 0.015964
1992 | 66.9792 | 0 | 0 | 0 | 0 | 0 | 0 | 0.003915 | -0.011973
1992 | 66.9896 | 0 | 0 | 0 | 0 | 0 | 0 | -0.003915 | -0.031928
1992 | 67 | 0 | 0 | 0 | 0 | 0 | 0 | 0.011745 | 0.03991
1992 | 67.0104 | 0.01566 | 0.03991 | 0 | 0 | 0 | 0 | 0.01566 | 0.015964
1992 | 67.0208 | 0 | 0 | 0 | 0 | 0 | 0 | 0 | 0.011973
1992 | 67.0312 | 0 | 0 | 0 | 0 | 0 | 0 | 0.003915 | -0.003991
1992 | 67.0417 | 0 | 0 | 0 | 0 | 0 | 0 | 0 | 0.007982
1992 | 67.0521 | 0 | 0.015964 | 0 | 0 | 0 | 0 | 0 | 0.007982
1992 | 67.0625 | 0 | 0 | 0 | 0 | 0 | 0 | 0.003915 | 0.023946
1992 | 67.0729 | 0 | 0 | 0 | 0 | 0 | 0 | 0 | -2.8422e-14
1992 | 67.0833 | 0 | 0 | 0 | 0 | 0 | 0 | 0.01566 | -0.003991
1992 | 67.0937 | 0 | 0.015964 | 0 | 0 | 0 | 0 | 0.003915 | 0.007982
1992 | 67.1042 | 0 | 0 | 0 | 0 | 0 | 0 | 0 | 0.007982
1992 | 67.1146 | 0 | 0 | 0 | 0 | 0 | 0 | 0.011745 | 0.031928
1992 | 67.125 | 0 | 0 | 0 | 0 | 0 | 0 | 0 | -0.011973
1992 | 67.1354 | 0 | 0.015964 | 0 | 0 | 0 | 0 | 0.003915 | 0
1992 | 67.1458 | 0 | 0 | 0 | 0 | 0 | 0 | 0 | 0.019955
1992 | 67.1562 | 0 | 0 | 0 | 0 | 0 | 0 | 0 | 0.011973
1992 | 67.1667 | 0 | 0 | 0 | 0 | 0 | 0 | 2.8422e-14 | 0.011973
1992 | 67.1771 | 0 | 0.03991 | 0 | 0 | 0 | 0 | 0.00783 | 1.4211e-14
1992 | 67.1875 | 0 | 0 | 0 | 0 | 0 | 0 | 0 | 0.067847
1992 | 67.1979 | 0 | 0 | 0 | 0 | 0 | 0 | 0.00783 | -0.011973
1992 | 67.2083 | 0 | 0.03991 | 0 | 0 | 0 | 0 | -0.00783 | 0.015964
1992 | 67.2187 | 0 | 0 | 0 | 0 | 0 | 0 | 0.011745 | -0.003991
1992 | 67.2292 | 0 | 0 | 0 | 0 | 0 | 0 | 0 | 0.019955
1992 | 67.2396 | 0 | 0.031928 | 0 | 0 | 0 | 0 | 0 | 0.007982
1992 | 67.25 | 0 | 0 | 0 | 0 | 0 | 0 | -0.003915 | 0.019955
1992 | 67.2604 | 0 | 0 | 0 | 0 | 0 | 0 | 0 | -0.003991
1992 | 67.2708 | 0 | 0 | 0 | 0 | 0 | 0 | 0.003915 | 0.067847
1992 | 67.2812 | 0 | 0 | 0 | 0 | 0 | 0 | -0.00783 | -0.051883
1992 | 67.2917 | 0 | 0 | 0 | 0 | 0 | 0 | 0.003915 | -0.023946
1992 | 67.3021 | 0 | 0 | 0 | 0 | 0 | 0 | 0 | 0.015964
1992 | 67.3125 | 0 | 0 | 0 | 0 | 0 | 0 | 0 | -0.003991
1992 | 67.3229 | 0.00783 | 0.031928 | 0 | 0 | 0 | 0 | 0.00783 | -0.003991
1992 | 67.3333 | 0 | 0 | 0 | 0 | 0 | 0 | -0.00783 | 0.035919
1992 | 67.3437 | 0 | 0 | 0 | 0 | 0 | 0 | 0.01566 | 0.023946
1992 | 67.3542 | 0 | 0 | 0 | 0 | 0 | 0 | 0 | 0.007982
1992 | 67.3646 | 0 | 0 | 0 | 0 | 0 | 0 | 0.01566 | 0.007982
1992 | 67.375 | 0 | 0 | 0 | 0 | 0 | 0 | 0.01566 | 0.003991
1992 | 67.3854 | 0 | 0 | 0 | 0 | 0 | 0 | 0.06264 | 0.071838
1992 | 67.3958 | 0 | 0 | 0 | 0 | 0 | 0 | 0.058725 | 0.043901
1992 | 67.4062 | 0 | 0 | 0 | 0 | 0 | 0 | 0.050895 | 0.015964
1992 | 67.4167 | 0 | 0 | 0 | 0 | 0 | 0 | 0.09396 | 0.16762
1992 | 67.4271 | 0 | 0 | 0 | 0 | 0 | 0 | 0.08613 | 0.055874
1992 | 67.4375 | 0 | 0 | 0 | 0 | 0 | 0 | 0.10179 | 0.087802
1992 | 67.4479 | 0 | 0 | 0 | 0 | 0 | 0 | 0.1057 | 0.11973
1992 | 67.4583 | 0 | 0 | 0 | 0 | 0 | 0 | 0.1057 | 0.083811
1992 | 67.4687 | 0 | 0 | 0 | 0 | 0 | 0 | 0.13703 | 0.15964
1992 | 67.4792 | 0 | 0 | 0 | 0 | 0 | 0 | 0.16052 | 0.19955
1992 | 67.4896 | 0 | 0 | 0 | 0 | 0 | 0 | 0.16443 | 0.12771
1992 | 67.5 | 0 | 0 | 0 | 0 | 0 | 0 | 0.18792 | 0.20753
1992 | 67.5104 | 0 | 0 | 0 | 0 | 0 | 0 | 0.16835 | 0.16762
1992 | 67.5208 | 0 | 0 | 0 | 0 | 0 | 0 | 0.17226 | 0.095784
1992 | 67.5312 | 0 | 0 | 0 | 0 | 0 | 0 | 0.19575 | 0.25542
1992 | 67.5417 | 0 | 0 | 0 | 0 | 0 | 0 | 0.18792 | 0.19955
1992 | 67.5521 | 0 | 0 | 0 | 0 | 0 | 0 | 0.2349 | 0.17959
1992 | 67.5625 | 0 | 0 | 0 | 0 | 0 | 0 | 0.18792 | 0.21951
1992 | 67.5729 | 0 | 0 | 0 | 0 | 0 | 0 | 0.19967 | 0.33524
1992 | 67.5833 | 0 | 0 | 0 | 0 | 0 | 0 | 0.2349 | 0.063856
1992 | 67.5937 | 0 | 0 | 0 | 0 | 0 | 0 | 0.20358 | 0.24345
1992 | 67.6042 | 0 | 0 | 0 | 0 | 0 | 0 | 0.18792 | 0.21152
1992 | 67.6146 | 0 | 0 | 0 | 0 | 0 | 0 | 0.2349 | 0.24345
1992 | 67.625 | 0 | 0 | 0 | 0 | 0 | 0 | 0.19575 | 0.19955
1992 | 67.6354 | 0 | 0 | 0 | 0 | 0 | 0 | 0.19575 | 0.14767
1992 | 67.6458 | 0 | 0 | 0 | 0 | 0 | 0 | 0.19575 | 0.095784
1992 | 67.6562 | 0 | 0 | 0 | 0 | 0 | 0 | 0.19184 | 0.27538
1992 | 67.6667 | 0 | 0 | 0 | 0 | 0 | 0 | 0.17226 | 0.31529
1992 | 67.6771 | 0 | 0 | 0 | 0 | 0 | 0 | 0.19966 | -0.003991
1992 | 67.6875 | 0 | 0 | 0 | 0 | 0 | 0 | 0.22316 | 0.47493
1992 | 67.6979 | 0 | 0 | 0 | 0 | 0 | 0 | 0.14877 | -0.17161
1992 | 67.7083 | 0 | 0 | 0 | 0 | 0 | 0 | 0.14486 | 0.33924
1992 | 67.7187 | 0 | 0 | 0 | 0 | 0 | 0 | 0.16051 | -0.007982
1992 | 67.7292 | 0 | 0.03991 | 0 | 0 | 0 | 0 | 0.14486 | 0.25941
1992 | 67.7396 | 0 | 0 | 0 | 0 | 0 | 0 | 0.097875 | 0.091793
1992 | 67.75 | 0 | 0 | 0 | 0 | 0 | 0 | 0.090045 | -0.031928
1992 | 67.7604 | 0 | 0 | 0 | 0 | 0 | 0 | 0.10571 | 0.12372
1992 | 67.7708 | 0 | 0 | 0 | 0 | 0 | 0 | 0.04698 | 0.20354
1992 | 67.7812 | 0 | 0 | 0 | 0 | 0 | 0 | 0.07047 | 0.015964
1992 | 67.7917 | 0 | 0 | 0 | 0 | 0 | 0 | 0.043065 | -0.031928
1992 | 67.8021 | 0 | 0 | 0 | 0 | 0 | 0 | 0.04698 | 0.17959
1992 | 67.8125 | 0 | 0 | 0 | 0 | 0 | 0 | 0.03132 | -0.011973
1992 | 67.8229 | 0 | 0 | 0 | 0 | 0 | 0 | 0.06264 | 0.027937
1992 | 67.8333 | 0 | 0.015964 | 0 | 0 | 0 | 0 | 0.04698 | 0.059865
1992 | 67.8437 | 0 | 0 | 0 | 0 | 0 | 0 | 0.027405 | 0.071838
1992 | 67.8542 | 0 | 0 | 0 | 0 | 0 | 0 | 0.01566 | -0.07982
1992 | 67.8646 | 0 | 0 | 0 | 0 | 0 | 0 | 0.058725 | 0.11175
1992 | 67.875 | 0 | 0 | 0 | 0 | 0 | 0 | 0.027405 | -0.047892
1992 | 67.8854 | 0 | 0 | 0 | 0 | 0 | 0 | 0.03915 | 0.11973
1992 | 67.8958 | 0 | 0 | 0 | 0 | 0 | 0 | 0.035235 | 0.011973
1992 | 67.9062 | 0 | 0.047892 | 0 | 0 | 0 | 0 | 0.035235 | 0.071838
1992 | 67.9167 | 0 | 0 | 0 | 0 | 0 | 0 | 0.01566 | 0.043901
1992 | 67.9271 | 0 | 0 | 0 | 0 | 0 | 0 | 0.04698 | 0.099775
1992 | 67.9375 | 0 | 0 | 0 | 0 | 0 | 0 | 0.03132 | -0.023946
1992 | 67.9479 | 0 | 0 | 0 | 0 | 0 | 0 | 0.027405 | 0.015964
1992 | 67.9583 | 0 | 0 | 0 | 0 | 0 | 0 | 0.011745 | 0.019955
1992 | 67.9687 | 0 | 0 | 0 | 0 | 0 | 0 | 0.02349 | 0.015964
1992 | 67.9792 | 0 | 0 | 0 | 0 | 0 | 0 | 0.01566 | -0.027937
1992 | 67.9896 | 0 | 0 | 0 | 0 | 0 | 0 | 0.01566 | 0.083811
1992 | 68 | 0 | 0 | 0 | 0 | 0 | 0 | 0.02349 | -0.015964
1992 | 68.0104 | 0 | 0 | 0 | 0 | 0 | 0 | 0.00783 | 0.023946
1992 | 68.0208 | 0 | 0 | 0 | 0 | 0 | 0 | 0.003915 | -0.003991
1992 | 68.0312 | 0 | 0 | 0 | 0 | 0 | 0 | 0.00783 | 0.007982
1992 | 68.0417 | 0 | 0 | 0 | 0 | 0 | 0 | 0.003915 | -0.047892
1992 | 68.0521 | 0 | 0 | 0 | 0 | 0 | 0 | 0.00783 | 0.1756
1992 | 68.0625 | 0 | 0 | 0 | 0 | 0 | 0 | 0.011745 | -0.011973
1992 | 68.0729 | 0 | 0 | 0 | 0 | 0 | 0 | 0.00783 | -0.043901
1992 | 68.0833 | 0 | 0 | 0 | 0 | 0 | 0 | 0.019575 | -0.023946
1992 | 68.0937 | 0 | 0 | 0 | 0 | 0 | 0 | 0.011745 | 0.055874
1992 | 68.1042 | 0 | 0 | 0 | 0 | 0 | 0 | 0.003915 | 0.031928
1992 | 68.1146 | 0 | 0.055874 | 0 | 0 | 0 | 0 | 0.02349 | 0.027937
1992 | 68.125 | 0 | 0 | 0 | 0 | 0 | 0 | 0.00783 | 0.003991
1992 | 68.1354 | 0 | 0 | 0 | 0 | 0 | 0 | 0.019575 | 0.011973
1992 | 68.1458 | 0 | 0 | 0 | 0 | 0 | 0 | -0.003915 | -0.003991
1992 | 68.1562 | 0 | 0.031928 | 0 | 0 | 0 | 0 | 0.011745 | 0.011973
1992 | 68.1667 | 0 | 0 | 0 | 0 | 0 | 0 | 0.003915 | 0.075829
1992 | 68.1771 | 0 | 0 | 0 | 0 | 0 | 0 | 0.011745 | -0.047892
1992 | 68.1875 | 0 | 0 | 0 | 0 | 0 | 0 | -0.003915 | 0.07982
1992 | 68.1979 | 0 | 0 | 0 | 0 | 0 | 0 | 0.027405 | -0.055874
1992 | 68.2083 | 0 | 0 | 0 | 0 | 0 | 0 | -0.003915 | 0.007982
1992 | 68.2187 | 0 | 0 | 0 | 0 | 0 | 0 | 0.01566 | -0.007982
1992 | 68.2292 | 0 | 0 | 0 | 0 | 0 | 0 | 0.01566 | 0.035919
1992 | 68.2396 | 0 | 0 | 0 | 0 | 0 | 0 | -0.003915 | -0.015964
1992 | 68.25 | 0 | 0 | 0 | 0 | 0 | 0 | -0.003915 | 0.03991
1992 | 68.2604 | 0 | 0.023946 | 0 | 0 | 0 | 0 | 0 | 0.003991
1992 | 68.2708 | 0 | 0.031928 | 0 | 0 | 0 | 0 | 0.02349 | -0.007982
1992 | 68.2812 | 0 | 0 | 0 | 0 | 0 | 0 | -0.003915 | 0.059865
1992 | 68.2917 | 0 | 0 | 0 | 0 | 0 | 0 | 0.003915 | 0.007982
1992 | 68.3021 | 0.00783 | 0 | 0 | 0 | 0 | 0 | 0.011745 | 0.011973
1992 | 68.3125 | 0 | 0.03991 | 0 | 0 | 0 | 0 | -0.003915 | 0.043901
1992 | 68.3229 | 0 | 0 | 0 | 0 | 0 | 0 | 0.00783 | -0.023946
1992 | 68.3333 | 0 | 0 | 0 | 0 | 0 | 0 | 0.011745 | -0.007982
1992 | 68.3437 | 0 | 0 | 0 | 0 | 0 | 0 | 0 | 0.011973
1992 | 68.3542 | 0.01566 | 0 | 0 | 0 | 0 | 0 | -0.003915 | 0.015964
1992 | 68.3646 | 0 | 0.023946 | 0 | 0 | 0 | 0 | 0.019575 | 2.8422e-14
1992 | 68.375 | 0 | 0 | 0 | 0 | 0 | 0 | 0.011745 | 0.003991
1992 | 68.3854 | 0 | 0 | 0 | 0 | 0 | 0 | 0.01566 | 0.019955
1992 | 68.3958 | 0 | 0 | 0 | 0 | 0 | 0 | 0.058725 | 0.099775
1992 | 68.4062 | 0 | 0 | 0 | 0 | 0 | 0 | 0.019575 | 0.011973
1992 | 68.4167 | 0 | 0 | 0 | 0 | 0 | 0 | 0.066555 | 0.043901
1992 | 68.4271 | 0 | 0 | 0 | 0 | 0 | 0 | 0.07047 | 0.07982
1992 | 68.4375 | 0 | 0 | 0 | 0 | 0 | 0 | 0.082215 | 0.083811
1992 | 68.4479 | 0 | 0 | 0 | 0 | 0 | 0 | 0.097875 | 0.071838
1992 | 68.4583 | 0 | 0 | 0 | 0 | 0 | 0 | 0.10571 | 0.10776
1992 | 68.4687 | 0 | 0 | 0 | 0 | 0 | 0 | 0.12528 | 0.12771
1992 | 68.4792 | 0 | 0 | 0 | 0 | 0 | 0 | 0.13703 | 0.07982
1992 | 68.4896 | 0 | 0 | 0 | 0 | 0 | 0 | 0.16052 | 0.16363
1992 | 68.5 | 0 | 0 | 0 | 0 | 0 | 0 | 0.16051 | 0.18359
1992 | 68.5104 | 0 | 0 | 0 | 0 | 0 | 0 | 0.17618 | 0.15166
1992 | 68.5208 | 0 | 0 | 0 | 0 | 0 | 0 | 0.18009 | 0.19556
1992 | 68.5312 | 0 | 0 | 0 | 0 | 0 | 0 | 0.19575 | 0.19556
1992 | 68.5417 | 0 | 0 | 0 | 0 | 0 | 0 | 0.20749 | 0.2195
1992 | 68.5521 | 0 | 0 | 0 | 0 | 0 | 0 | 0.17618 | 0.11574
1992 | 68.5625 | 0 | 0 | 0 | 0 | 0 | 0 | 0.2075 | 0.23148
1992 | 68.5729 | 0 | 0 | 0 | 0 | 0 | 0 | 0.184 | 0.23946
1992 | 68.5833 | 0 | 0 | 0 | 0 | 0 | 0 | 0.23099 | 0.13569
1992 | 68.5937 | 0 | 0 | 0 | 0 | 0 | 0 | 0.19183 | 0.26341
1992 | 68.6042 | 0 | 0 | 0 | 0 | 0 | 0 | 0.25056 | 0.27139
1992 | 68.6146 | 0 | 0 | 0 | 0 | 0 | 0 | 0.18009 | 0.055874
1992 | 68.625 | 0 | 0 | 0 | 0 | 0 | 0 | 0.12528 | 0.16762
1992 | 68.6354 | 0 | 0 | 0 | 0 | 0 | 0 | 0.14877 | 0.051883
1992 | 68.6458 | 0 | 0 | 0 | 0 | 0 | 0 | 0.184 | 0.11973
1992 | 68.6562 | 0 | 0 | 0 | 0 | 0 | 0 | 0.184 | 0.31529
1992 | 68.6667 | 0 | 0 | 0 | 0 | 0 | 0 | 0.15269 | -0.07982
1992 | 68.6771 | 0 | 0 | 0 | 0 | 0 | 0 | 0.184 | 0.38713
1992 | 68.6875 | 0 | 0 | 0 | 0 | 0 | 0 | 0.12528 | 0.059865
1992 | 68.6979 | 0 | 0 | 0 | 0 | 0 | 0 | 0.13702 | 0.2195
1992 | 68.7083 | 0 | 0 | 0 | 0 | 0 | 0 | 0.11745 | -0.035919
1992 | 68.7187 | 0 | 0 | 0 | 0 | 0 | 0 | 0.12528 | -0.019955
1992 | 68.7292 | 0 | 0 | 0 | 0 | 0 | 0 | 0.12528 | 0.28336
1992 | 68.7396 | 0 | 0 | 0 | 0 | 0 | 0 | 0.10179 | 0.37116
1992 | 68.75 | 0 | 0 | 0 | 0 | 0 | 0 | 0.074385 | 0.03991
1992 | 68.7604 | 0 | 0 | 0 | 0 | 0 | 0 | 0.03132 | -0.11175
1992 | 68.7708 | 0 | 0 | 0 | 0 | 0 | 0 | 0.08613 | 0.17161
1992 | 68.7812 | 0 | 0 | 0 | 0 | 0 | 0 | 0.050895 | -0.051883
1992 | 68.7917 | 0 | 0 | 0 | 0 | 0 | 0 | 0.05481 | 0.023946
1992 | 68.8021 | 0 | 0 | 0 | 0 | 0 | 0 | 0.035235 | 0.07982
1992 | 68.8125 | 0 | 0 | 0 | 0 | 0 | 0 | 0.019575 | -0.023946
1992 | 68.8229 | 0 | 0 | 0 | 0 | 0 | 0 | 0.03915 | 0.12771
1992 | 68.8333 | 0 | 0 | 0 | 0 | 0 | 0 | 0.035235 | -0.031928
1992 | 68.8437 | 0 | 0 | 0 | 0 | 0 | 0 | 0.01566 | -0.019955
1992 | 68.8542 | 0 | 0 | 0 | 0 | 0 | 0 | 0.00783 | 0.047892
1992 | 68.8646 | 0 | 0.031928 | 0 | 0 | 0 | 0 | 0.02349 | 0.015964
1992 | 68.875 | 0 | 0 | 0 | 0 | 0 | 0 | 0.011745 | 0.043901
1992 | 68.8854 | 0 | 0 | 0 | 0 | 0 | 0 | 0.01566 | -0.015964
1992 | 68.8958 | 0 | 0 | 0 | 0 | 0 | 0 | 0.02349 | 0.043901
1992 | 68.9062 | 0 | 0 | 0 | 0 | 0 | 0 | 0.03132 | -0.011973
1992 | 68.9167 | 0 | 0 | 0 | 0 | 0 | 0 | 0.03132 | 0.03991
1992 | 68.9271 | 0 | 0 | 0 | 0 | 0 | 0 | 0.01566 | 0
1992 | 68.9375 | 0 | 0 | 0 | 0 | 0 | 0 | 0.02349 | 0.043901
1992 | 68.9479 | 0 | 0 | 0 | 0 | 0 | 0 | 0.02349 | 0.015964
1992 | 68.9583 | 0 | 0 | 0 | 0 | 0 | 0 | 0.02349 | 0.011973
1992 | 68.9687 | 0 | 0 | 0 | 0 | 0 | 0 | 0.019575 | 0.047892
1992 | 68.9792 | 0 | 0 | 0 | 0 | 0 | 0 | 0.003915 | 0.003991
1992 | 68.9896 | 0 | 0 | 0 | 0 | 0 | 0 | 0.02349 | 0.059865
1992 | 69 | 0 | 0 | 0 | 0 | 0 | 0 | 0.011745 | 0.051883
1992 | 69.0104 | 0 | 0 | 0 | 0 | 0 | 0 | 0.01566 | -0.035919
1992 | 69.0208 | 0 | 0 | 0 | 0 | 0 | 0 | 0.027405 | 0.031928
1992 | 69.0312 | 0 | 0 | 0 | 0 | 0 | 0 | 0.01566 | 0.019955
1992 | 69.0417 | 0 | 0 | 0 | 0 | 0 | 0 | 0.019575 | 0.031928
1992 | 69.0521 | 0 | 0 | 0 | 0 | 0 | 0 | 0.019575 | 0
1992 | 69.0625 | 0 | 0 | 0 | 0 | 0 | 0 | 0.027405 | 0.003991
1992 | 69.0729 | 0 | 0 | 0 | 0 | 0 | 0 | -0.003915 | 0.015964
1992 | 69.0833 | 0 | 0 | 0 | 0 | 0 | 0 | 0.019575 | 0.011973
1992 | 69.0937 | 0 | 0.007982 | 0 | 0 | 0 | 0 | 0.019575 | -0.003991
1992 | 69.1042 | 0 | 0 | 0 | 0 | 0 | 0 | 0.00783 | 0.035919
1992 | 69.1146 | 0 | 0 | 0 | 0 | 0 | 0 | 0.035235 | -0.011973
1992 | 69.125 | 0 | 0 | 0 | 0 | 0 | 0 | -0.003915 | 0.087802
1992 | 69.1354 | 0 | 0 | 0 | 0 | 0 | 0 | 0.03915 | 0
1992 | 69.1458 | 0 | 0 | 0 | 0 | 0 | 0 | 0.003915 | -0.023946
1992 | 69.1562 | 0 | 0 | 0 | 0 | 0 | 0 | 0.03132 | 0.003991
1992 | 69.1667 | 0 | 0 | 0 | 0 | 0 | 0 | 0.00783 | -0.083811
1992 | 69.1771 | 0 | 0 | 0 | 0 | 0 | 0 | 0 | 0.11175
1992 | 69.1875 | 0 | 0.031928 | 0 | 0 | 0 | 0 | 0.03915 | 0.019955
1992 | 69.1979 | 0 | 0 | 0 | 0 | 0 | 0 | 0.00783 | -0.023946
1992 | 69.2083 | 0 | 0 | 0 | 0 | 0 | 0 | 0 | 0.043901
1992 | 69.2187 | 0 | 0 | 0 | 0 | 0 | 0 | 0.027405 | 0.055874
1992 | 69.2292 | 0 | 0 | 0 | 0 | 0 | 0 | 0.01566 | 0.015964
1992 | 69.2396 | 0 | 0 | 0 | 0 | 0 | 0 | -0.003915 | 0.019955
1992 | 69.25 | 0 | 0 | 0 | 0 | 0 | 0 | 0.01566 | 0.03991
1992 | 69.2604 | 0 | 0 | 0 | 0 | 0 | 0 | 0.019575 | -0.011973
1992 | 69.2708 | 0 | 0 | 0 | 0 | 0 | 0 | 0.02349 | 0.011973
1992 | 69.2812 | 0 | 0 | 0 | 0 | 0 | 0 | -0.003915 | 0.051883
1992 | 69.2917 | 0 | 0 | 0 | 0 | 0 | 0 | 0.019575 | -0.03991
1992 | 69.3021 | 0 | 0 | 0 | 0 | 0 | 0 | 0.01566 | 0.007982
1992 | 69.3125 | 0 | 0 | 0 | 0 | 0 | 0 | -0.01566 | 0.019955
1992 | 69.3229 | 0 | 0 | 0 | 0 | 0 | 0 | 0.02349 | 0.03991
1992 | 69.3333 | 0 | 0 | 0 | 0 | 0 | 0 | 0.019575 | -0.003991
1992 | 69.3437 | 0 | 0 | 0 | 0 | 0 | 0 | 0.027405 | 0.031928
1992 | 69.3542 | 0 | 0 | 0 | 0 | 0 | 0 | 0.07047 | 0.14368
1992 | 69.3646 | 0 | 0 | 0 | 0 | 0 | 0 | 0.09396 | -0.33924
1992 | 69.375 | 0 | 0 | 0 | 0 | 0 | 0 | -0.02349 | 0.099775
1992 | 69.3854 | 0 | 0 | 0 | 0 | 0 | 0 | 0.01566 | 0.22749
1992 | 69.3958 | 0 | 0 | 0 | 0 | 0 | 0 | 0.11354 | -0.10776
1992 | 69.4062 | 0 | 0 | 0 | 0 | 0 | 0 | 0.097875 | 0.25542
1992 | 69.4167 | 0 | 0 | 0 | 0 | 0 | 0 | 0.02349 | -0.015964
1992 | 69.4271 | 0 | 0 | 0 | 0 | 0 | 0 | 0.10179 | 0.11973
1992 | 69.4375 | 0 | 0.047892 | 0 | 0 | 0 | 0 | 0.027405 | 0.16363
1992 | 69.4479 | 0 | 0 | 0 | 0 | 0 | 0 | 0.0783 | -0.083811
1992 | 69.4583 | 0 | 0 | 0 | 0 | 0 | 0 | 0.12919 | 0.071838
1992 | 69.4687 | 0 | 0 | 0 | 0 | 0 | 0 | 0.050895 | 0.23547
1992 | 69.4792 | 0 | 0 | 0 | 0 | 0 | 0 | 0.08613 | 0.11175
1992 | 69.4896 | 0 | 0 | 0 | 0 | 0 | 0 | 0.13703 | 0.071838
1992 | 69.5 | 0 | 0 | 0 | 0 | 0 | 0 | 0.1566 | -0.019955
1992 | 69.5104 | 0 | 0 | 0 | 0 | 0 | 0 | 0.0783 | 0.25542
1992 | 69.5208 | 0 | 0 | 0 | 0 | 0 | 0 | 0.066555 | 0.27937
1992 | 69.5312 | 0 | 0 | 0 | 0 | 0 | 0 | 0.19183 | 0.099775
1992 | 69.5417 | 0 | 0 | 0 | 0 | 0 | 0 | 0.11354 | 0.015964
1992 | 69.5521 | 0 | 0 | 0 | 0 | 0 | 0 | 0.11745 | 0.063856
1992 | 69.5625 | 0 | 0 | 0 | 0 | 0 | 0 | 0.14094 | -0.011973
1992 | 69.5729 | 0 | 0 | 0 | 0 | 0 | 0 | 0.1057 | 0.15166
1992 | 69.5833 | 0 | 0 | 0 | 0 | 0 | 0 | 0.0783 | 0.095784
1992 | 69.5937 | 0 | 0 | 0 | 0 | 0 | 0 | 0.16443 | 0.15166
1992 | 69.6042 | 0 | 0 | 0 | 0 | 0 | 0 | 0.10179 | 0.2235
1992 | 69.6146 | 0 | 0 | 0 | 0 | 0 | 0 | 0.15268 | -0.11175
1992 | 69.625 | 0 | 0 | 0 | 0 | 0 | 0 | 0.09396 | 0.18359
1992 | 69.6354 | 0 | 0 | 0 | 0 | 0 | 0 | 0.10962 | 0.035919
1992 | 69.6458 | 0 | 0 | 0 | 0 | 0 | 0 | 0.09396 | -0.047892
1992 | 69.6562 | 0 | 0 | 0 | 0 | 0 | 0 | 0.050895 | 0.32726
1992 | 69.6667 | 0 | 0 | 0 | 0 | 0 | 0 | 0.14877 | 0.071838
1992 | 69.6771 | 0 | 0 | 0 | 0 | 0 | 0 | 0.066555 | -0.34323
1992 | 69.6875 | 0 | 0 | 0 | 0 | 0 | 0 | 0.11354 | 0.62659
1992 | 69.6979 | 0 | 0 | 0 | 0 | 0 | 0 | 0.066555 | -0.1796
1992 | 69.7083 | 0 | 0 | 0 | 0 | 0 | 0 | 0.03132 | -0.059865
1992 | 69.7187 | 0 | 0 | 0 | 0 | 0 | 0 | 0.03915 | 0.11973
1992 | 69.7292 | 0 | 0 | 0 | 0 | 0 | 0 | 0.05481 | 0.031928
1992 | 69.7396 | 0 | 0 | 0 | 0 | 0 | 0 | 0.06264 | 0.075829
1992 | 69.75 | 0 | 0 | 0 | 0 | 0 | 0 | 0.003915 | 0.15964
1992 | 69.7604 | 0 | 0 | 0 | 0 | 0 | 0 | 0.019575 | 0.099775
1992 | 69.7708 | 0 | 0 | 0 | 0 | 0 | 0 | 0.058725 | -0.083811
1992 | 69.7812 | 0 | 0 | 0 | 0 | 0 | 0 | 0.01566 | 0.051883
1992 | 69.7917 | 0 | 0 | 0 | 0 | 0 | 0 | 0 | 0.007982
1992 | 69.8021 | 0 | 0 | 0 | 0 | 0 | 0 | 0.043065 | 0.2195
1992 | 69.8125 | 0 | 0 | 0 | 0 | 0 | 0 | -0.00783 | -0.16363
1992 | 69.8229 | 0 | 0 | 0 | 0 | 0 | 0 | 0.02349 | -0.035919
1992 | 69.8333 | 0 | 0 | 0 | 0 | 0 | 0 | 0 | 0.15964
1992 | 69.8437 | 0 | 0.023946 | 0 | 0 | 0 | 0 | 0.003915 | -0.031928
1992 | 69.8542 | 0 | 0 | 0 | 0 | 0 | 0 | 0.043065 | -0.011973
1992 | 69.8646 | 0 | 0 | 0 | 0 | 0 | 0 | -0.00783 | 0.14767
1992 | 69.875 | 0 | 0 | 0 | 0 | 0 | 0 | 0.06264 | 0
1992 | 69.8854 | 0.03915 | 0 | 0 | 0 | 0 | 0 | -0.003915 | 0.011973
1992 | 69.8958 | 0 | 0 | 0 | 0 | 0 | 0 | 0 | 0.019955
1992 | 69.9062 | 0 | 0 | 0 | 0 | 0 | 0 | 0.02349 | 0.043901
1992 | 69.9167 | 0 | 0 | 0 | 0 | 0 | 0 | 0.00783 | -0.063856
1992 | 69.9271 | 0 | 0 | 0 | 0 | 0 | 0 | 0.003915 | -0.07982
1992 | 69.9375 | 0.00783 | 0 | 0 | 0 | 0 | 0 | 0.011745 | 0.1317
1992 | 69.9479 | 0 | 0 | 0 | 0 | 0 | 0 | 0.00783 | 1.4211e-14
1992 | 69.9583 | 0 | 0 | 0 | 0 | 0 | 0 | 0.011745 | 0.015964
1992 | 69.9687 | 0 | 0 | 0 | 0 | 0 | 0 | 0.019575 | 0.031928
1992 | 69.9792 | 0 | 0 | 0 | 0 | 0 | 0 | 0.019575 | 0.015964
1992 | 69.9896 | 0 | 0.007982 | 0 | 0 | 0 | 0 | 0 | -0.03991
1992 | 70 | 0 | 0 | 0 | 0 | 0 | 0 | 0.011745 | 0.099775
1992 | 70.0104 | 0 | 0 | 0 | 0 | 0 | 0 | 0.02349 | -0.063856
1992 | 70.0208 | 0 | 0 | 0 | 0 | 0 | 0 | -0.00783 | 0.019955
1992 | 70.0312 | 0 | 0 | 0 | 0 | 0 | 0 | -0.003915 | 0.007982
1992 | 70.0417 | 0 | 0 | 0 | 0 | 0 | 0 | 0.011745 | 0.003991
1992 | 70.0521 | 0 | 0.015964 | 0 | 0 | 0 | 0 | 0.011745 | 0.019955
1992 | 70.0625 | 0 | 0 | 0 | 0 | 0 | 0 | -0.003915 | 0.035919
1992 | 70.0729 | 0 | 0 | 0 | 0 | 0 | 0 | 0 | 0.015964
1992 | 70.0833 | 0 | 0 | 0 | 0 | 0 | 0 | 0.01566 | -0.019955
1992 | 70.0937 | 0 | 0.007982 | 0 | 0 | 0 | 0 | 0.00783 | 0.027937
1992 | 70.1042 | 0.00783 | 0 | 0 | 0 | 0 | 0 | 0.00783 | 0.027937
1992 | 70.1146 | 0 | 0 | 0 | 0 | 0 | 0 | 0 | 0.003991
1992 | 70.125 | 0 | 0 | 0 | 0 | 0 | 0 | -0.003915 | -0.027937
1992 | 70.1354 | 0 | 0.007982 | 0 | 0 | 0 | 0 | 0.00783 | 0.007982
1992 | 70.1458 | 0 | 0 | 0 | 0 | 0 | 0 | 0 | 0.027937
1992 | 70.1562 | 0 | 0 | 0 | 0 | 0 | 0 | 0.003915 | -0.011973
1992 | 70.1667 | 0 | 0 | 0 | 0 | 0 | 0 | 0.003915 | -0.003991
1992 | 70.1771 | 0 | 0 | 0 | 0 | 0 | 0 | 0.003915 | 0.015964
1992 | 70.1875 | 0 | 0 | 0 | 0 | 0 | 0 | -0.003915 | -0.007982
1992 | 70.1979 | 0 | 0 | 0 | 0 | 0 | 0 | 0.003915 | 0.011973
1992 | 70.2083 | 0.00783 | 0 | 0 | 0 | 0 | 0 | 0.00783 | 0.003991
1992 | 70.2187 | 0 | 0 | 0 | 0 | 0 | 0 | 0.003915 | -0.003991
1992 | 70.2292 | 0 | 0 | 0 | 0 | 0 | 0 | -0.00783 | 0
1992 | 70.2396 | 0 | 0 | 0 | 0 | 0 | 0 | 0.02349 | 0.019955
1992 | 70.25 | 0 | 0 | 0 | 0 | 0 | 0 | 0 | 0.003991
1992 | 70.2604 | 0 | 0.007982 | 0 | 0 | 0 | 0 | 0.00783 | 0.047892
1992 | 70.2708 | 0 | 0 | 0 | 0 | 0 | 0 | 0.011745 | -0.047892
1992 | 70.2812 | 0 | 0.007982 | 0 | 0 | 0 | 0 | 0 | 0.031928
1992 | 70.2917 | 0 | 0 | 0 | 0 | 0 | 0 | -0.003915 | -0.007982
1992 | 70.3021 | 0.00783 | 0.007982 | 0 | 0 | 0 | 0 | 0.003915 | 0.019955
1992 | 70.3125 | 0 | 0 | 0 | 0 | 0 | 0 | 0.003915 | -0.015964
1992 | 70.3229 | 0 | 0 | 0 | 0 | 0 | 0 | 0.00783 | 0.003991
1992 | 70.3333 | 0 | 0 | 0 | 0 | 0 | 0 | 0 | 0.011973
1992 | 70.3437 | 0 | 0 | 0 | 0 | 0 | 0 | 0.00783 | 0.019955
1992 | 70.3542 | 0 | 0.03991 | 0 | 0 | 0 | 0 | 0.019575 | 0
1992 | 70.3646 | 0 | 0 | 0 | 0 | 0 | 0 | 0.00783 | 0.059865
1992 | 70.375 | 0 | 0 | 0 | 0 | 0 | 0 | 0.01566 | -0.03991
1992 | 70.3854 | 0 | 0 | 0 | 0 | 0 | 0 | 0.00783 | 0.059865
1992 | 70.3958 | 0 | 0 | 0 | 0 | 0 | 0 | 0.011745 | 0.003991
1992 | 70.4062 | 0 | 0 | 0 | 0 | 0 | 0 | 0.02349 | 0.031928
1992 | 70.4167 | 0 | 0 | 0 | 0 | 0 | 0 | 0.02349 | -0.03991
1992 | 70.4271 | 0 | 0 | 0 | 0 | 0 | 0 | 0.02349 | 0.023946
1992 | 70.4375 | 0 | 0 | 0 | 0 | 0 | 0 | 0.027405 | 0.059865
1992 | 70.4479 | 0 | 0 | 0 | 0 | 0 | 0 | 0.03132 | 0
1992 | 70.4583 | 0 | 0 | 0 | 0 | 0 | 0 | 0.04698 | 0.023946
1992 | 70.4687 | 0 | 0 | 0 | 0 | 0 | 0 | 0.050895 | 0.051883
1992 | 70.4792 | 0 | 0 | 0 | 0 | 0 | 0 | 0.03915 | 0.063856
1992 | 70.4896 | 0 | 0 | 0 | 0 | 0 | 0 | 0.058725 | 0.023946
1992 | 70.5 | 0 | 0 | 0 | 0 | 0 | 0 | 0.050895 | 0.035919
1992 | 70.5104 | 0 | 0 | 0 | 0 | 0 | 0 | 0.074385 | 0.051883
1992 | 70.5208 | 0 | 0 | 0 | 0 | 0 | 0 | 0.05481 | 0.10776
1992 | 70.5312 | 0 | 0 | 0 | 0 | 0 | 0 | 0.08613 | 0.043901
1992 | 70.5417 | 0 | 0 | 0 | 0 | 0 | 0 | 0.097875 | 0.043901
1992 | 70.5521 | 0 | 0 | 0 | 0 | 0 | 0 | 0.07047 | 0.091793
1992 | 70.5625 | 0 | 0 | 0 | 0 | 0 | 0 | 0.066555 | 0.10776
1992 | 70.5729 | 0 | 0 | 0 | 0 | 0 | 0 | 0.11745 | -0.031928
1992 | 70.5833 | 0 | 0 | 0 | 0 | 0 | 0 | 0.06264 | 0.19157
1992 | 70.5937 | 0 | 0 | 0 | 0 | 0 | 0 | 0.10962 | 0.091793
1992 | 70.6042 | 0 | 0 | 0 | 0 | 0 | 0 | 0.0783 | 0.055874
1992 | 70.6146 | 0 | 0 | 0 | 0 | 0 | 0 | 0.09396 | 0.13569
1992 | 70.625 | 0 | 0 | 0 | 0 | 0 | 0 | 0.0783 | 0.035919
1992 | 70.6354 | 0 | 0 | 0 | 0 | 0 | 0 | 0.08613 | 0.083811
1992 | 70.6458 | 0 | 0 | 0 | 0 | 0 | 0 | 0.0783 | 0.031928
1992 | 70.6562 | 0 | 0 | 0 | 0 | 0 | 0 | 0.0783 | 0.071838
1992 | 70.6667 | 0 | 0 | 0 | 0 | 0 | 0 | 0.074385 | 0.11973
1992 | 70.6771 | 0 | 0 | 0 | 0 | 0 | 0 | 0.090045 | 0.075829
1992 | 70.6875 | 0 | 0 | 0 | 0 | 0 | 0 | 0.05481 | 0.055874
1992 | 70.6979 | 0 | 0.047892 | 0 | 0 | 0 | 0 | 0.035235 | 0.027937
1992 | 70.7083 | 0 | 0 | 0 | 0 | 0 | 0 | 0.066555 | 0.095784
1992 | 70.7187 | 0 | 0 | 0 | 0 | 0 | 0 | 0.03132 | 0.047892
1992 | 70.7292 | 0 | 0 | 0 | 0 | 0 | 0 | 0.043065 | 0.019955
1992 | 70.7396 | 0 | 0 | 0 | 0 | 0 | 0 | 0.02349 | 0.071838
1992 | 70.75 | 0 | 0 | 0 | 0 | 0 | 0 | 0.035235 | -0.027937
1992 | 70.7604 | 0 | 0 | 0 | 0 | 0 | 0 | 0.019575 | 0.011973
1992 | 70.7708 | 0 | 0 | 0 | 0 | 0 | 0 | 0.00783 | 0.031928
1992 | 70.7812 | 0 | 0 | 0 | 0 | 0 | 0 | 0.019575 | 0.011973
1992 | 70.7917 | 0 | 0 | 0 | 0 | 0 | 0 | 0.011745 | 0.063856
1992 | 70.8021 | 0 | 0 | 0 | 0 | 0 | 0 | 0.003915 | -0.051883
1992 | 70.8125 | 0.00783 | 0 | 0 | 0 | 0 | 0 | 0.011745 | 0.047892
1992 | 70.8229 | 0 | 0 | 0 | 0 | 0 | 0 | 0.011745 | -0.023946
1992 | 70.8333 | 0 | 0 | 0 | 0 | 0 | 0 | 0 | 0
1992 | 70.8437 | 0 | 0 | 0 | 0 | 0 | 0 | -1.4211e-14 | 0.043901
1992 | 70.8542 | 0 | 0 | 0 | 0 | 0 | 0 | 0.00783 | -0.003991
1992 | 70.8646 | 0 | 0.007982 | 0 | 0 | 0 | 0 | 0.00783 | -0.007982
1992 | 70.875 | 0 | 0.023946 | 0 | 0 | 0 | 0 | 0.00783 | 0.019955
1992 | 70.8854 | 0 | 0 | 0 | 0 | 0 | 0 | -0.003915 | 0.031928
1992 | 70.8958 | 0 | 0 | 0 | 0 | 0 | 0 | 0.01566 | -0.003991
1992 | 70.9062 | 0 | 0 | 0 | 0 | 0 | 0 | 0 | -0.003991
1992 | 70.9167 | 0 | 0 | 0 | 0 | 0 | 0 | 0 | 0.007982
1992 | 70.9271 | 0 | 0 | 0 | 0 | 0 | 0 | 0.003915 | 0.031928
1992 | 70.9375 | 0 | 0 | 0 | 0 | 0 | 0 | -0.003915 | 0.023946
1992 | 70.9479 | 0 | 0 | 0 | 0 | 0 | 0 | 0.011745 | -0.003991
1992 | 70.9583 | 0 | 0 | 0 | 0 | 0 | 0 | 0 | -0.003991
1992 | 70.9687 | 0 | 0 | 0 | 0 | 0 | 0 | 0.011745 | 0.011973
1992 | 70.9792 | 0 | 0 | 0 | 0 | 0 | 0 | 0.00783 | -0.015964
1992 | 70.9896 | 0 | 0.015964 | 0 | 0 | 0 | 0 | -0.003915 | 0.043901
1992 | 71 | 0 | 0 | 0 | 0 | 0 | 0 | 0.003915 | -0.011973
1992 | 71.0104 | 0 | 0 | 0 | 0 | 0 | 0 | 0.01566 | 0.003991
1992 | 71.0208 | 0 | 0 | 0 | 0 | 0 | 0 | 0 | 0.007982
1992 | 71.0312 | 0 | 0 | 0 | 0 | 0 | 0 | 0.01566 | 0.023946
1992 | 71.0417 | 0 | 0 | 0 | 0 | 0 | 0 | 0.02349 | 0.051883
1992 | 71.0521 | 0.03132 | 0 | 0 | 0 | 0 | 0 | 0.02349 | 0
1992 | 71.0625 | 0 | 0.03991 | 0 | 0 | 0 | 0 | 0.00783 | 0.027937
1992 | 71.0729 | 0 | 0 | 0 | 0 | 0 | 0 | 0.027405 | 0.047892
1992 | 71.0833 | 0 | 0 | 0 | 0 | 0 | 0 | -1.4211e-14 | -0.023946
1992 | 71.0937 | 0 | 0 | 0 | 0 | 0 | 0 | 0.011745 | -0.015964
1992 | 71.1042 | 0 | 0 | 0 | 0 | 0 | 0 | 0.00783 | 0.019955
1992 | 71.1146 | 0 | 0 | 0 | 0 | 0 | 0 | 0.003915 | 0.011973
1992 | 71.125 | 0 | 0 | 0 | 0 | 0 | 0 | 0.00783 | 0.023946
1992 | 71.1354 | 0 | 0 | 0 | 0 | 0 | 0 | 0.01566 | 0.019955
1992 | 71.1458 | 0.00783 | 0.023946 | 0 | 0 | 0 | 0 | 0.019575 | -0.007982
1992 | 71.1562 | 0 | 0 | 0 | 0 | 0 | 0 | -0.00783 | 0.023946
1992 | 71.1667 | 0 | 0 | 0 | 0 | 0 | 0 | 0.011745 | -0.019955
1992 | 71.1771 | 0 | 0 | 0 | 0 | 0 | 0 | 0.019575 | 0.019955
1992 | 71.1875 | 0 | 0 | 0 | 0 | 0 | 0 | 0 | 0.023946
1992 | 71.1979 | 0 | 0 | 0 | 0 | 0 | 0 | 0.003915 | -0.015964
1992 | 71.2083 | 0 | 0.007982 | 0 | 0 | 0 | 0 | 0.01566 | 1.4211e-14
1992 | 71.2187 | 0 | 0 | 0 | 0 | 0 | 0 | -0.00783 | 0.019955
1992 | 71.2292 | 0 | 0 | 0 | 0 | 0 | 0 | 0.011745 | 0.003991
1992 | 71.2396 | 0 | 0 | 0 | 0 | 0 | 0 | 0.003915 | 0.019955
1992 | 71.25 | 0 | 0 | 0 | 0 | 0 | 0 | 0.019575 | -0.023946
1992 | 71.2604 | 0.00783 | 0 | 0 | 0 | 0 | 0 | 0.003915 | 0.035919
1992 | 71.2708 | 0 | 0.055874 | 0 | 0 | 0 | 0 | 0.003915 | 0.043901
1992 | 71.2812 | 0 | 0 | 0 | 0 | 0 | 0 | 0.00783 | 0.031928
1992 | 71.2917 | 0 | 0.015964 | 0 | 0 | 0 | 0 | 0 | -0.027937
1992 | 71.3021 | 0 | 0 | 0 | 0 | 0 | 0 | 0.019575 | 0.059865
1992 | 71.3125 | 0 | 0 | 0 | 0 | 0 | 0 | 0.011745 | -0.03991
1992 | 71.3229 | 0 | 0 | 0 | 0 | 0 | 0 | -0.01566 | 0.011973
1992 | 71.3333 | 0 | 0 | 0 | 0 | 0 | 0 | 0.019575 | -0.007982
1992 | 71.3437 | 0 | 0 | 0 | 0 | 0 | 0 | 0.00783 | 0.023946
1992 | 71.3542 | 0.00783 | 0 | 0 | 0 | 0 | 0 | -0.003915 | -0.007982
1992 | 71.3646 | 0 | 0 | 0 | 0 | 0 | 0 | 0.03132 | 0.10776
1992 | 71.375 | 0 | 0.03991 | 0 | 0 | 0 | 0 | 0.019575 | -0.027937
1992 | 71.3854 | 0 | 0 | 0 | 0 | 0 | 0 | 0.027405 | 0.063856
1992 | 71.3958 | 0 | 0 | 0 | 0 | 0 | 0 | 0.043065 | 0.043901
1992 | 71.4062 | 0 | 0 | 0 | 0 | 0 | 0 | 0.03915 | 0.055874
1992 | 71.4167 | 0 | 0.047892 | 0 | 0 | 0 | 0 | 0.04698 | 0.019955
1992 | 71.4271 | 0 | 0 | 0 | 0 | 0 | 0 | 0.082215 | 0.13569
1992 | 71.4375 | 0 | 0 | 0 | 0 | 0 | 0 | 0.04698 | 0.03991
1992 | 71.4479 | 0 | 0 | 0 | 0 | 0 | 0 | 0.066555 | 0.031928
1992 | 71.4583 | 0 | 0 | 0 | 0 | 0 | 0 | 0.06264 | 0.071838
1992 | 71.4687 | 0 | 0 | 0 | 0 | 0 | 0 | 0.09396 | 0.087802
1992 | 71.4792 | 0 | 0 | 0 | 0 | 0 | 0 | 0.09396 | 0.03991
1992 | 71.4896 | 0 | 0 | 0 | 0 | 0 | 0 | 0.07047 | 0.047892
1992 | 71.5 | 0 | 0 | 0 | 0 | 0 | 0 | 0.1057 | 0.10776
1992 | 71.5104 | 0 | 0 | 0 | 0 | 0 | 0 | 0.12528 | 0.13969
1992 | 71.5208 | 0 | 0 | 0 | 0 | 0 | 0 | 0.12136 | 0.059865
1992 | 71.5312 | 0 | 0 | 0 | 0 | 0 | 0 | 0.097875 | 0.16363
1992 | 71.5417 | 0 | 0 | 0 | 0 | 0 | 0 | 0.09396 | 0.14368
1992 | 71.5521 | 0 | 0 | 0 | 0 | 0 | 0 | 0.13702 | 0.015964
1992 | 71.5625 | 0 | 0 | 0 | 0 | 0 | 0 | 0.10571 | 0.14767
1992 | 71.5729 | 0 | 0 | 0 | 0 | 0 | 0 | 0.13702 | 0.15964
1992 | 71.5833 | 0 | 0 | 0 | 0 | 0 | 0 | 0.10179 | 0.087802
1992 | 71.5937 | 0 | 0 | 0 | 0 | 0 | 0 | 0.12919 | 0.03991
1992 | 71.6042 | 0 | 0 | 0 | 0 | 0 | 0 | 0.12136 | 0.16762
1992 | 71.6146 | 0 | 0 | 0 | 0 | 0 | 0 | 0.11745 | 0.07982
1992 | 71.625 | 0 | 0 | 0 | 0 | 0 | 0 | 0.11354 | 0.12372
1992 | 71.6354 | 0 | 0 | 0 | 0 | 0 | 0 | 0.11745 | 0.13569
1992 | 71.6458 | 0 | 0 | 0 | 0 | 0 | 0 | 0.10179 | 0.12372
1992 | 71.6562 | 0 | 0 | 0 | 0 | 0 | 0 | 0.090045 | 0.067847
1992 | 71.6667 | 0 | 0 | 0 | 0 | 0 | 0 | 0.097875 | 0.087802
1992 | 71.6771 | 0 | 0 | 0 | 0 | 0 | 0 | 0.10962 | 0.11574
1992 | 71.6875 | 0 | 0 | 0 | 0 | 0 | 0 | 0.0783 | 0.015964
1992 | 71.6979 | 0 | 0 | 0 | 0 | 0 | 0 | 0.058725 | 0.10377
1992 | 71.7083 | 0 | 0 | 0 | 0 | 0 | 0 | 0.090045 | 0.051883
1992 | 71.7187 | 0 | 0 | 0 | 0 | 0 | 0 | 0.050895 | 0.075829
1992 | 71.7292 | 0 | 0 | 0 | 0 | 0 | 0 | 0.06264 | 0.051883
1992 | 71.7396 | 0 | 0 | 0 | 0 | 0 | 0 | 0.03132 | 0.031928
1992 | 71.75 | 0 | 0 | 0 | 0 | 0 | 0 | 0.04698 | 0.059865
1992 | 71.7604 | 0 | 0 | 0 | 0 | 0 | 0 | 0.027405 | 0.051883
1992 | 71.7708 | 0 | 0 | 0 | 0 | 0 | 0 | 0.03132 | 0.019955
1992 | 71.7812 | 0 | 0.007982 | 0 | 0 | 0 | 0 | 0.011745 | 0.007982
1992 | 71.7917 | 0 | 0 | 0 | 0 | 0 | 0 | 0.00783 | 0.007982
1992 | 71.8021 | 0 | 0 | 0 | 0 | 0 | 0 | 0.011745 | 0.027937
1992 | 71.8125 | 0 | 0 | 0 | 0 | 0 | 0 | 0.027405 | 0.027937
1992 | 71.8229 | 0 | 0 | 0 | 0 | 0 | 0 | 0.003915 | -0.011973
1992 | 71.8333 | 0 | 0 | 0 | 0 | 0 | 0 | 0.003915 | -0.035919
1992 | 71.8437 | 0.01566 | 0 | 0 | 0 | 0 | 0 | 0.01566 | 0.059865
1992 | 71.8542 | 0 | 0 | 0 | 0 | 0 | 0 | 0.003915 | -0.043901
1992 | 71.8646 | 0 | 0 | 0 | 0 | 0 | 0 | 0.003915 | 0.027937
1992 | 71.875 | 0 | 0 | 0 | 0 | 0 | 0 | 0.01566 | 0.015964
1992 | 71.8854 | 0 | 0 | 0 | 0 | 0 | 0 | -0.003915 | -0.011973
1992 | 71.8958 | 0 | 0 | 0 | 0 | 0 | 0 | 0 | 0.027937
1992 | 71.9062 | 0 | 0.015964 | 0 | 0 | 0 | 0 | 0.01566 | 0.019955
1992 | 71.9167 | 0 | 0 | 0 | 0 | 0 | 0 | 0.00783 | 0.015964
1992 | 71.9271 | 0 | 0 | 0 | 0 | 0 | 0 | 0.011745 | 0
1992 | 71.9375 | 0 | 0 | 0 | 0 | 0 | 0 | -0.003915 | 0.011973
1992 | 71.9479 | 0 | 0.03991 | 0 | 0 | 0 | 0 | 0.019575 | 0.007982
1992 | 71.9583 | 0 | 0 | 0 | 0 | 0 | 0 | 0.011745 | 0.031928
1992 | 71.9687 | 0 | 0 | 0 | 0 | 0 | 0 | -0.00783 | 0.007982
1992 | 71.9792 | 0 | 0 | 0 | 0 | 0 | 0 | 0.00783 | 0.023946
1992 | 71.9896 | 0 | 0 | 0 | 0 | 0 | 0 | 0 | 0.011973
1992 | 72 | 0 | 0 | 0 | 0 | 0 | 0 | 0.011745 | 0.011973
1992 | 72.0104 | 0 | 0 | 0 | 0 | 0 | 0 | 0.00783 | 0.015964
1992 | 72.0208 | 0.00783 | 0.023946 | 0 | 0 | 0 | 0 | 0.00783 | -0.003991
1992 | 72.0312 | 0 | 0 | 0 | 0 | 0 | 0 | 0.01566 | -0.019955
1992 | 72.0417 | 0 | 0 | 0 | 0 | 0 | 0 | 0.003915 | 0.043901
1992 | 72.0521 | 0 | 0 | 0 | 0 | 0 | 0 | 0.003915 | 0.011973
1992 | 72.0625 | 0 | 0 | 0 | 0 | 0 | 0 | -0.003915 | 0.019955
1992 | 72.0729 | 0 | 0.015964 | 0 | 0 | 0 | 0 | 0.03915 | 0
1992 | 72.0833 | 0 | 0.007982 | 0 | 0 | 0 | 0 | -0.00783 | 0.007982
1992 | 72.0937 | 0 | 0 | 0 | 0 | 0 | 0 | 0.00783 | -0.011973
1992 | 72.1042 | 0 | 0 | 0 | 0 | 0 | 0 | 0.00783 | 0.035919
1992 | 72.1146 | 0 | 0 | 0 | 0 | 0 | 0 | 0.011745 | 0.015964
1992 | 72.125 | 0 | 0 | 0 | 0 | 0 | 0 | 0.003915 | -0.083811
1992 | 72.1354 | 0 | 0 | 0 | 0 | 0 | 0 | 0 | 0.063856
1992 | 72.1458 | 0 | 0 | 0 | 0 | 0 | 0 | -0.011745 | 0.035919
1992 | 72.1562 | 0 | 0.047892 | 0 | 0 | 0 | 0 | 1.4211e-14 | 0.027937
1992 | 72.1667 | 0 | 0.023946 | 0 | 0 | 0 | 0 | 0.01566 | 0.003991
1992 | 72.1771 | 0 | 0 | 0 | 0 | 0 | 0 | 0.003915 | 0.031928
1992 | 72.1875 | 0 | 0 | 0 | 0 | 0 | 0 | 0 | 0.015964
1992 | 72.1979 | 0.00783 | 0.047892 | 0 | 0 | 0 | 0 | 0.011745 | 0.027937
1992 | 72.2083 | 0 | 0 | 0 | 0 | 0 | 0 | 0.00783 | 0.023946
1992 | 72.2187 | 0 | 0 | 0 | 0 | 0 | 0 | 0.003915 | -0.043901
1992 | 72.2292 | 0 | 0 | 0 | 0 | 0 | 0 | 0.02349 | 0.047892
1992 | 72.2396 | 0 | 0 | 0 | 0 | 0 | 0 | -0.003915 | 0.003991
1992 | 72.25 | 0 | 0 | 0 | 0 | 0 | 0 | 0 | 0.003991
1992 | 72.2604 | 0 | 0 | 0 | 0 | 0 | 0 | 0.019575 | 0.023946
1992 | 72.2708 | 0 | 0.031928 | 0 | 0 | 0 | 0 | 0.011745 | -0.007982
1992 | 72.2812 | 0 | 0 | 0 | 0 | 0 | 0 | -0.003915 | 0.023946
1992 | 72.2917 | 0 | 0 | 0 | 0 | 0 | 0 | 0.00783 | 0.031928
1992 | 72.3021 | 0 | 0 | 0 | 0 | 0 | 0 | 0 | -0.023946
1992 | 72.3125 | 0.00783 | 0 | 0 | 0 | 0 | 0 | 0.011745 | -0.007982
1992 | 72.3229 | 0 | 0 | 0 | 0 | 0 | 0 | -4.2633e-14 | 0
1992 | 72.3333 | 0 | 0 | 0 | 0 | 0 | 0 | 0.019575 | 0.027937
1992 | 72.3437 | 0 | 0 | 0 | 0 | 0 | 0 | 0.003915 | 0.035919
1992 | 72.3542 | 0 | 0 | 0 | 0 | 0 | 0 | 0.00783 | -0.051883
1992 | 72.3646 | 0 | 0 | 0 | 0 | 0 | 0 | 0.027405 | 0.091793
1992 | 72.375 | 0 | 0.023946 | 0 | 0 | 0 | 0 | 0.00783 | -0.059865
1992 | 72.3854 | 0 | 0 | 0 | 0 | 0 | 0 | 0.03915 | 0.13569
1992 | 72.3958 | 0 | 0 | 0 | 0 | 0 | 0 | 0.04698 | -0.03991
1992 | 72.4062 | 0 | 0 | 0 | 0 | 0 | 0 | 0.03915 | 0.091793
1992 | 72.4167 | 0 | 0 | 0 | 0 | 0 | 0 | 0.058725 | 0.019955
1992 | 72.4271 | 0 | 0 | 0 | 0 | 0 | 0 | 0.058725 | 0.059865
1992 | 72.4375 | 0 | 0 | 0 | 0 | 0 | 0 | 0.043065 | 0.043901
1992 | 72.4479 | 0 | 0 | 0 | 0 | 6.264 | 0 | 0 | 0.075829
1992 | 72.4583 | 0 | 0 | 0 | 0 | 17.3434 | 0 | -0.003915 | 0.071838
1992 | 72.4687 | 0 | 0 | 0 | 0 | 0 | 0 | 0.11745 | 0.043901
1992 | 72.4792 | 0 | 0 | 0 | 0 | 0 | 0 | 0.08613 | 0.12372
1992 | 72.4896 | 0 | 0 | 0 | 0 | 0 | 0 | 0.09396 | 0.1756
1992 | 72.5 | 0 | 0 | 0 | 0 | 0 | 0 | 0.13703 | 0.03991
1992 | 72.5104 | 0 | 0 | 0 | 0 | 0 | 0 | 0.12136 | 0.11973
1992 | 72.5208 | 0 | 0 | 0 | 0 | 0 | 0 | 0.13311 | 0.13569
1992 | 72.5312 | 0 | 0 | 0 | 0 | 0 | 0 | 0.1566 | 0.16363
1992 | 72.5417 | 0 | 0 | 0 | 0 | 0 | 0 | 0.16052 | 0.063856
1992 | 72.5521 | 0 | 0 | 0 | 0 | 0 | 0 | 0.17226 | 0.18359
1992 | 72.5625 | 0 | 0 | 0 | 0 | 0 | 0 | 0.15268 | 0.12771
1992 | 72.5729 | 0 | 0 | 0 | 0 | 0 | 0 | 0.14877 | 0.19556
1992 | 72.5833 | 0 | 0 | 0 | 0 | 0 | 0 | 0.1566 | 0.11175
1992 | 72.5937 | 0 | 0 | 0 | 0 | 0 | 0 | 0.16052 | 0.13569
1992 | 72.6042 | 0 | 0 | 0 | 0 | 0 | 0 | 0.17226 | 0.16363
1992 | 72.6146 | 0 | 0 | 0 | 0 | 0 | 0 | 0.14486 | 0.1756
1992 | 72.625 | 0 | 0 | 0 | 0 | 0 | 0 | 0.19183 | 0.07982
1992 | 72.6354 | 0 | 0 | 0 | 0 | 0 | 0 | 0.10571 | 0.23148
1992 | 72.6458 | 0 | 0 | 0 | 0 | 0 | 0 | 0.18009 | 0.12372
1992 | 72.6562 | 0 | 0 | 0 | 0 | 0 | 0 | 0.14094 | 0.091793
1992 | 72.6667 | 0 | 0 | 0 | 0 | 0 | 0 | 0.10571 | 0.11574
1992 | 72.6771 | 0 | 0 | 0 | 0 | 0 | 0 | 0.097875 | 0.11973
1992 | 72.6875 | 0 | 0 | 0 | 0 | 0 | 0 | 0.05481 | 0.035919
1992 | 72.6979 | 0 | 0 | 0 | 0 | 0 | 0 | 0.04698 | 0.035919
1992 | 72.7083 | 0 | 0 | 0 | 0 | 0 | 0 | 0.10179 | 0.071838
1992 | 72.7187 | 0 | 0 | 0 | 0 | 0 | 0 | 0.0783 | 0.071838
1992 | 72.7292 | 0 | 0 | 0 | 0 | 0 | 0 | 0.074385 | 0
1992 | 72.7396 | 0 | 0 | 0 | 0 | 0 | 0 | 0.0783 | 0.095784
1992 | 72.75 | 0 | 0 | 0 | 0 | 0 | 0 | 0.05481 | 0.10776
1992 | 72.7604 | 0 | 0 | 0 | 0 | 0 | 0 | 0.06264 | -0.007982
1992 | 72.7708 | 0 | 0 | 0 | 0 | 0 | 0 | 0.05481 | 0.087802
1992 | 72.7812 | 0 | 0.023946 | 0 | 0 | 0 | 0 | 0.027405 | -0.003991
1992 | 72.7917 | 0 | 0 | 0 | 0 | 0 | 0 | 0.03915 | 0.063856
1992 | 72.8021 | 0 | 0 | 0 | 0 | 0 | 0 | 0.01566 | 0.027937
1992 | 72.8125 | 0 | 0 | 0 | 0 | 0 | 0 | 0.019575 | 0.007982
1992 | 72.8229 | 0 | 0 | 0 | 0 | 0 | 0 | 0.011745 | 0.047892
1992 | 72.8333 | 0 | 0 | 0 | 0 | 0 | 0 | 0.00783 | -0.023946
1992 | 72.8437 | 0 | 0.023946 | 0 | 0 | 0 | 0 | 0.011745 | 0.011973
1992 | 72.8542 | 0 | 0 | 0 | 0 | 0 | 0 | 0.00783 | 0.015964
1992 | 72.8646 | 0 | 0 | 0 | 0 | 0 | 0 | -0.003915 | 0.007982
1992 | 72.875 | 0 | 0 | 0 | 0 | 0 | 0 | 0.003915 | 0.019955
1992 | 72.8854 | 0 | 0 | 0 | 0 | 0 | 0 | 0.01566 | -0.011973
1992 | 72.8958 | 0 | 0 | 0 | 0 | 0 | 0 | -0.003915 | 0.035919
1992 | 72.9062 | 0 | 0 | 0 | 0 | 0 | 0 | 0.011745 | -0.011973
1992 | 72.9167 | 0 | 0 | 0 | 0 | 0 | 0 | -0.003915 | -0.043901
1992 | 72.9271 | 0 | 0 | 0 | 0 | 0 | 0 | 0.003915 | 0.059865
1992 | 72.9375 | 0 | 0.023946 | 0 | 0 | 0 | 0 | 0.01566 | 0.003991
1992 | 72.9479 | 0 | 0.023946 | 0 | 0 | 0 | 0 | 0 | 1.4211e-14
1992 | 72.9583 | 0.00783 | 0 | 0 | 0 | 0 | 0 | 0.003915 | 0.031928
1992 | 72.9687 | 0 | 0 | 0 | 0 | 0 | 0 | 0.00783 | -0.027937
1992 | 72.9792 | 0 | 0 | 0 | 0 | 0 | 0 | -0.00783 | 0.035919
1992 | 72.9896 | 0 | 0 | 0 | 0 | 0 | 0 | 0.011745 | 0.019955
1992 | 73 | 0 | 0 | 0 | 0 | 0 | 0 | -0.003915 | -0.015964
1992 | 73.0104 | 0 | 0 | 0 | 0 | 0 | 0 | 0.011745 | -0.007982
1992 | 73.0208 | 0 | 0.015964 | 0 | 0 | 0 | 0 | -0.00783 | 0.015964
1992 | 73.0312 | 0 | 0 | 0 | 0 | 0 | 0 | 0.00783 | 1.4211e-14
1992 | 73.0417 | 0 | 0 | 0 | 0 | 0 | 0 | -1.4211e-14 | 0.03991
1992 | 73.0521 | 0 | 0.015964 | 0 | 0 | 0 | 0 | 1.4211e-14 | 0.019955
1992 | 73.0625 | 0 | 0.047892 | 0 | 0 | 0 | 0 | -1.4211e-14 | -0.007982
1992 | 73.0729 | 0.00783 | 0 | 0 | 0 | 0 | 0 | -0.003915 | 0.015964
1992 | 73.0833 | 0 | 0 | 0 | 0 | 0 | 0 | 0.011745 | 0.015964
1992 | 73.0937 | 0 | 0 | 0 | 0 | 0 | 0 | 0.003915 | 0.003991
1992 | 73.1042 | 0 | 0 | 0 | 0 | 0 | 0 | 0.003915 | 0.015964
1992 | 73.1146 | 0.02349 | 0 | 0 | 0 | 0 | 0 | 0.027405 | -0.015964
1992 | 73.125 | 0 | 0 | 0 | 0 | 0 | 0 | 0.003915 | -0.03991
1992 | 73.1354 | 0 | 0 | 0 | 0 | 0 | 0 | -0.003915 | 0.027937
1992 | 73.1458 | 0 | 0 | 0 | 0 | 0 | 0 | 0.00783 | 0
1992 | 73.1562 | 0.01566 | 0 | 0 | 0 | 0 | 0 | 0.011745 | 0.031928
1992 | 73.1667 | 0 | 0 | 0 | 0 | 0 | 0 | 0.00783 | -0.019955
1992 | 73.1771 | 0 | 0 | 0 | 0 | 0 | 0 | 0.01566 | 0
1992 | 73.1875 | 0 | 0 | 0 | 0 | 0 | 0 | 0.003915 | 0
1992 | 73.1979 | 0 | 0 | 0 | 0 | 0 | 0 | 0.003915 | 0.035919
1992 | 73.2083 | 0 | 0.047892 | 0 | 0 | 0 | 0 | 0 | 0.019955
1992 | 73.2187 | 0.00783 | 0 | 0 | 0 | 0 | 0 | 0 | 0.023946
1992 | 73.2292 | 0 | 0 | 0 | 0 | 0 | 0 | 0.01566 | 0.019955
1992 | 73.2396 | 0 | 0 | 0 | 0 | 0 | 0 | 0.003915 | -0.007982
1992 | 73.25 | 0 | 0 | 0 | 0 | 0 | 0 | 0.011745 | 0.031928
1992 | 73.2604 | 0 | 0.047892 | 0 | 0 | 0 | 0 | -0.003915 | -0.003991
1992 | 73.2708 | 0 | 0 | 0 | 0 | 0 | 0 | 0.011745 | 0.043901
1992 | 73.2812 | 0 | 0 | 0 | 0 | 0 | 0 | 0.011745 | -0.027937
1992 | 73.2917 | 0 | 0 | 0 | 0 | 0 | 0 | 0.01566 | 0.027937
1992 | 73.3021 | 0 | 0 | 0 | 0 | 0 | 0 | 0.003915 | -0.011973
1992 | 73.3125 | 0 | 0.015964 | 0 | 0 | 0 | 0 | 0.011745 | 0.015964
1992 | 73.3229 | 0 | 0 | 0 | 0 | 0 | 0 | 0.003915 | -0.003991
1992 | 73.3333 | 0.00783 | 0 | 0 | 0 | 0 | 0 | 0 | 0
1992 | 73.3437 | 0 | 0 | 0 | 0 | 0 | 0 | 0.011745 | 0.067847
1992 | 73.3542 | 0 | 0 | 0 | 0 | 0 | 0 | 0.01566 | -0.027937
1992 | 73.3646 | 0 | 0 | 0 | 0 | 0 | 0 | 0.019575 | 0.019955
1992 | 73.375 | 0 | 0 | 0 | 0 | 0 | 0 | 0.043065 | 0.051883
1992 | 73.3854 | 0 | 0 | 0 | 0 | 0 | 0 | 0.06264 | 0.011973
1992 | 73.3958 | 0 | 0 | 0 | 0 | 0 | 0 | 0.043065 | 0.059865
1992 | 73.4062 | 0 | 0 | 0 | 0 | 0 | 0 | 0.066555 | 0.067847
1992 | 73.4167 | 0 | 0 | 0 | 0 | 0 | 0 | 0.082215 | 0.043901
1992 | 73.4271 | 0 | 0 | 0 | 0 | 0 | 0 | 0.082215 | 0.059865
1992 | 73.4375 | 0 | 0 | 0 | 0 | 0 | 0 | 0.10179 | 0.13569
1992 | 73.4479 | 0 | 0 | 0 | 0 | 0 | 0 | 0.10571 | 0.091793
1992 | 73.4583 | 0 | 0 | 0 | 0 | 0 | 0 | 0.1292 | 0.16363
1992 | 73.4687 | 0 | 0 | 0 | 0 | 0 | 0 | 0.14485 | 0.091793
1992 | 73.4792 | 0 | 0 | 0 | 0 | 0 | 0 | 0.13311 | 0.13569
1992 | 73.4896 | 0 | 0 | 0 | 0 | 0 | 0 | 0.17226 | 0.18758
1992 | 73.5 | 0 | 0 | 0 | 0 | 0 | 0 | 0.1566 | 0.13569
1992 | 73.5104 | 0 | 0 | 0 | 0 | 0 | 0 | 0.16443 | 0.15166
1992 | 73.5208 | 0 | 0 | 0 | 0 | 0 | 0 | 0.17618 | 0.20753
1992 | 73.5312 | 0 | 0 | 0 | 0 | 0 | 0 | 0.18009 | 0.10377
1992 | 73.5417 | 0 | 0 | 0 | 0 | 0 | 0 | 0.17618 | 0.2195
1992 | 73.5521 | 0 | 0 | 0 | 0 | 0 | 0 | 0.19966 | 0.13969
1992 | 73.5625 | 0 | 0 | 0 | 0 | 0 | 0 | 0.18401 | 0.20354
1992 | 73.5729 | 0 | 0 | 0 | 0 | 0 | 0 | 0.21141 | 0.14368
1992 | 73.5833 | 0 | 0 | 0 | 0 | 0 | 0 | 0.2075 | 0.19556
1992 | 73.5937 | 0 | 0 | 0 | 0 | 0 | 0 | 0.19966 | 0.14767
1992 | 73.6042 | 0 | 0 | 0 | 0 | 0 | 0 | 0.22315 | 0.25542
1992 | 73.6146 | 0 | 0 | 0 | 0 | 0 | 0 | 0.18401 | 0.20753
1992 | 73.625 | 0 | 0 | 0 | 0 | 0 | 0 | 0.16834 | 0.11175
1992 | 73.6354 | 0 | 0 | 0 | 0 | 0 | 0 | 0.20358 | 0.24345
1992 | 73.6458 | 0 | 0 | 0 | 0 | 0 | 0 | -0.20749 | 0.13569
1992 | 73.6562 | 0 | 0 | 0 | 0 | 0 | 0 | 0.5755 | 0.17161
1992 | 73.6667 | 0 | 0 | 0 | 0 | 0 | 0 | 0.035235 | 0.11175
1992 | 73.6771 | 0 | 0 | 0 | 0 | 0 | 0 | 0.27405 | 0.15166
1992 | 73.6875 | 0 | 0 | 0 | 0 | 0 | 0 | 0.16443 | 0.18359
1992 | 73.6979 | 0 | 0 | 0 | 0 | 0 | 0 | 0.12136 | 0.083811
1992 | 73.7083 | 0 | 0 | 0 | 0 | 0 | 0 | 0.12528 | 0.087802
1992 | 73.7187 | 0 | 0 | 0 | 0 | 0 | 0 | 0.1292 | 0.13569
1992 | 73.7292 | 0 | 0 | 0 | 0 | 0 | 0 | 0.08613 | 0.10776
1992 | 73.7396 | 0 | 0 | 0 | 0 | 0 | 0 | 0.08613 | 0.011973
1992 | 73.75 | 0 | 0 | 0 | 0 | 0 | 0 | 0.06264 | 0.087802
1992 | 73.7604 | 0 | 0 | 0 | 0 | 0 | 0 | 0.03915 | 0.047892
1992 | 73.7708 | 0 | 0 | 0 | 0 | 0 | 0 | 0.05481 | 0.055874
1992 | 73.7812 | 0 | 0 | 0 | 0 | 0 | 0 | 0.03915 | 0.007982
1992 | 73.7917 | 0 | 0 | 0 | 0 | 0 | 0 | 0.01566 | 0.035919
1992 | 73.8021 | 0 | 0 | 0 | 0 | 0 | 0 | 0.003915 | 0.011973
1992 | 73.8125 | 0 | 0.055874 | 0 | 0 | 0 | 0 | 0.011745 | 0.043901
1992 | 73.8229 | 0 | 0 | 0 | 0 | 0 | 0 | 0.019575 | 0.019955
1992 | 73.8333 | 0 | 0 | 0 | 0 | 0 | 0 | 0.011745 | 0.023946
1992 | 73.8437 | 0 | 0 | 0 | 0 | 0 | 0 | 0.03132 | 0.035919
1992 | 73.8542 | 0 | 0 | 0 | 0 | 0 | 0 | 0.01566 | 0.055874
1992 | 73.8646 | 0 | 0 | 0 | 0 | 0 | 0 | 0 | -0.035919
1992 | 73.875 | 0 | 0.031928 | 0 | 0 | 0 | 0 | 0.00783 | 0.023946
1992 | 73.8854 | 0 | 0 | 0 | 0 | 0 | 0 | 0.003915 | 0.059865
1992 | 73.8958 | 0 | 0 | 0 | 0 | 0 | 0 | 0.00783 | -0.059865
1992 | 73.9062 | 0 | 0 | 0 | 0 | 0 | 0 | 0 | 0.023946
1992 | 73.9167 | 0 | 0 | 0 | 0 | 0 | 0 | 0.003915 | -1.4211e-14
1992 | 73.9271 | 0 | 0 | 0 | 0 | 0 | 0 | -0.00783 | 0.015964
1992 | 73.9375 | 0 | 0 | 0 | 0 | 0 | 0 | 0.035235 | 0.027937
1992 | 73.9479 | 0 | 0.031928 | 0 | 0 | 0 | 0 | 0.019575 | 0.015964
1992 | 73.9583 | 0 | 0 | 0 | 0 | 0 | 0 | 0.00783 | 0.031928
1992 | 73.9687 | 0 | 0 | 0 | 0 | 0 | 0 | 0.011745 | -0.011973
1992 | 73.9792 | 0 | 0 | 0 | 0 | 0 | 0 | 0.019575 | 0.055874
1992 | 73.9896 | 0 | 0 | 0 | 0 | 0 | 0 | 0.00783 | -0.043901
1992 | 74 | 0 | 0 | 0 | 0 | 0 | 0 | 0.02349 | 0.027937
1992 | 74.0104 | 0 | 0 | 0 | 0 | 0 | 0 | 0.01566 | 0.003991
1992 | 74.0208 | 0 | 0 | 0 | 0 | 0 | 0 | 0.011745 | -0.007982
1992 | 74.0312 | 0 | 0 | 0 | 0 | 0 | 0 | 0.01566 | 0.059865
1992 | 74.0417 | 0 | 0 | 0 | 0 | 0 | 0 | 0.03132 | 0.007982
1992 | 74.0521 | 0 | 0 | 0 | 0 | 0 | 0 | 0.003915 | -0.019955
1992 | 74.0625 | 0 | 0 | 0 | 0 | 0 | 0 | 0 | 0.003991
1992 | 74.0729 | 0 | 0 | 0 | 0 | 0 | 0 | 0.011745 | 0.031928
1992 | 74.0833 | 0 | 0 | 0 | 0 | 0 | 0 | 0.003915 | 0.007982
1992 | 74.0937 | 0 | 0 | 0 | 0 | 0 | 0 | 0.003915 | 0.035919
1992 | 74.1042 | 0 | 0.055874 | 0 | 0 | 0 | 0 | -0.003915 | 0.003991
1992 | 74.1146 | 0 | 0 | 0 | 0 | 0 | 0 | 0.003915 | 0.007982
1992 | 74.125 | 0 | 0 | 0 | 0 | 0 | 0 | 0.00783 | 0.023946
1992 | 74.1354 | 0 | 0 | 0 | 0 | 0 | 0 | 0.011745 | -0.019955
1992 | 74.1458 | 0.00783 | 0 | 0 | 0 | 0 | 0 | 0 | -0.007982
1992 | 74.1562 | 0 | 0 | 0 | 0 | 0 | 0 | 0.011745 | 0.007982
1992 | 74.1667 | 0 | 0 | 0 | 0 | 0 | 0 | -0.003915 | 0.007982
1992 | 74.1771 | 0 | 0.015964 | 0 | 0 | 0 | 0 | 0.011745 | -0.027937
1992 | 74.1875 | 0.00783 | 0 | 0 | 0 | 0 | 0 | 0.003915 | 0.047892
1992 | 74.1979 | 0 | 0 | 0 | 0 | 0 | 0 | 0.011745 | 0.015964
1992 | 74.2083 | 0 | 0 | 0 | 0 | 0 | 0 | 0.003915 | -0.023946
1992 | 74.2187 | 0.00783 | 0 | 0 | 0 | 0 | 0 | 0.003915 | 0
1992 | 74.2292 | 0 | 0 | 0 | 0 | 0 | 0 | -0.003915 | 0.011973
1992 | 74.2396 | 0 | 0 | 0 | 0 | 0 | 0 | 0.00783 | 0
1992 | 74.25 | 0 | 0 | 0 | 0 | 0 | 0 | 0.02349 | -0.003991
1992 | 74.2604 | 0 | 0 | 0 | 0 | 0 | 0 | -0.00783 | 0.019955
1992 | 74.2708 | 0 | 0.007982 | 0 | 0 | 0 | 0 | -0.003915 | -0.027937
1992 | 74.2812 | 0 | 0 | 0 | 0 | 0 | 0 | 0 | 0.03991
1992 | 74.2917 | 0 | 0 | 0 | 0 | 0 | 0 | 0.011745 | 0.003991
1992 | 74.3021 | 0.00783 | 0 | 0 | 0 | 0 | 0 | 0 | -0.023946
1992 | 74.3125 | 0 | 0 | 0 | 0 | 0 | 0 | 0.01566 | 0.023946
1992 | 74.3229 | 0 | 0 | 0 | 0 | 0 | 0 | -0.00783 | 0
1992 | 74.3333 | 0 | 0 | 0 | 0 | 0 | 0 | 0.003915 | 0
1992 | 74.3437 | 0 | 0 | 0 | 0 | 0 | 0 | 0.02349 | 0.015964
1992 | 74.3542 | 0 | 0 | 0 | 0 | 0 | 0 | 0.01566 | -0.003991
1992 | 74.3646 | 0 | 0 | 0 | 0 | 0 | 0 | 0.02349 | 0.031928
1992 | 74.375 | 0 | 0 | 0 | 0 | 0 | 0 | 0.027405 | -0.035919
1992 | 74.3854 | 0 | 0 | 0 | 0 | 0 | 0 | 0.035235 | 0.10377
1992 | 74.3958 | 0 | 0 | 0 | 0 | 0 | 0 | 0.05481 | 0.027937
1992 | 74.4062 | 0 | 0 | 0 | 0 | 0 | 0 | 0.050895 | 0.03991
1992 | 74.4167 | 0 | 0 | 0 | 0 | 0 | 0 | 0.050895 | 0.03991
1992 | 74.4271 | 0 | 0 | 0 | 0 | 0 | 0 | 0.066555 | 0.047892
1992 | 74.4375 | 0 | 0 | 0 | 0 | 0 | 0 | 0.0783 | 0.067847
1992 | 74.4479 | 0 | 0 | 0 | 0 | 0 | 0 | 0.0783 | 0.07982
1992 | 74.4583 | 0 | 0 | 0 | 0 | 0 | 0 | 0.08613 | 0.095784
1992 | 74.4687 | 0 | 0 | 0 | 0 | 0 | 0 | 0.097875 | 0.067847
1992 | 74.4792 | 0 | 0 | 0 | 0 | 0 | 0 | 0.09396 | 0.087802
1992 | 74.4896 | 0 | 0 | 0 | 0 | 0 | 0 | 0.11745 | 0.099775
1992 | 74.5 | 0 | 0 | 0 | 0 | 0 | 0 | 0.11745 | 0.11973
1992 | 74.5104 | 0 | 0 | 0 | 0 | 0 | 0 | 0.12919 | 0.11973
1992 | 74.5208 | 0 | 0 | 0 | 0 | 0 | 0 | 0.1292 | 0.1317
1992 | 74.5312 | 0 | 0 | 0 | 0 | 0 | 0 | 0.12919 | 0.095784
1992 | 74.5417 | 0 | 0 | 0 | 0 | 0 | 0 | 0.13311 | 0.15565
1992 | 74.5521 | 0 | 0 | 0 | 0 | 0 | 0 | 0.14485 | 0.15964
1992 | 74.5625 | 0 | 0 | 0 | 0 | 0 | 0 | 0.15269 | 0.11574
1992 | 74.5729 | 0 | 0 | 0 | 0 | 0 | 0 | 0.14485 | 0.18758
1992 | 74.5833 | 0 | 0 | 0 | 0 | 0 | 0 | 0.13703 | 0.14368
1992 | 74.5937 | 0 | 0 | 0 | 0 | 0 | 0 | 0.16443 | 0.1317
1992 | 74.6042 | 0 | 0 | 0 | 0 | 0 | 0 | 0.1292 | 0.13569
1992 | 74.6146 | 0 | 0 | 0 | 0 | 0 | 0 | 0.14485 | 0.16762
1992 | 74.625 | 0 | 0 | 0 | 0 | 0 | 0 | 0.13311 | 0.15964
1992 | 74.6354 | 0 | 0 | 0 | 0 | 0 | 0 | 0.15269 | 0.063856
1992 | 74.6458 | 0 | 0 | 0 | 0 | 0 | 0 | 0.12919 | 0.18359
1992 | 74.6562 | 0 | 0 | 0 | 0 | 0 | 0 | 0.15269 | 0.12771
1992 | 74.6667 | 0 | 0 | 0 | 0 | 0 | 0 | 0.12919 | 0.099775
1992 | 74.6771 | 0 | 0 | 0 | 0 | 0 | 0 | 0.11354 | 0.18758
1992 | 74.6875 | 0 | 0 | 0 | 0 | 0 | 0 | 0.11353 | 0.035919
1992 | 74.6979 | 0 | 0 | 0 | 0 | 0 | 0 | 0.097875 | 0.07982
1992 | 74.7083 | 0 | 0 | 0 | 0 | 0 | 0 | 0.09396 | 0.11973
1992 | 74.7187 | 0 | 0 | 0 | 0 | 0 | 0 | 0.090045 | 0.087802
1992 | 74.7292 | 0 | 0 | 0 | 0 | 0 | 0 | 0.08613 | 0.099775
1992 | 74.7396 | 0 | 0 | 0 | 0 | 0 | 0 | 0.0783 | 0.067847
1992 | 74.75 | 0 | 0 | 0 | 0 | 0 | 0 | 0.066555 | 0.11574
1992 | 74.7604 | 0 | 0 | 0 | 0 | 0 | 0 | 0.043065 | -0.015964
1992 | 74.7708 | 0 | 0 | 0 | 0 | 0 | 0 | 0.050895 | 0.055874
1992 | 74.7812 | 0 | 0 | 0 | 0 | 0 | 0 | 0.043065 | 0.047892
1992 | 74.7917 | 0 | 0 | 0 | 0 | 0 | 0 | 0.01566 | -0.015964
1992 | 74.8021 | 0 | 0.015964 | 0 | 0 | 0 | 0 | 0.03132 | 0.027937
1992 | 74.8125 | 0 | 0 | 0 | 0 | 0 | 0 | 0 | 0.03991
1992 | 74.8229 | 0 | 0 | 0 | 0 | 0 | 0 | 0.03132 | 0.027937
1992 | 74.8333 | 0 | 0 | 0 | 0 | 0 | 0 | 0.03132 | 0.007982
1992 | 74.8437 | 0 | 0 | 0 | 0 | 0 | 0 | 0.003915 | 0.083811
1992 | 74.8542 | 0 | 0 | 0 | 0 | 0 | 0 | 0.019575 | -0.10377
1992 | 74.8646 | 0 | 0 | 0 | 0 | 0 | 0 | 0.011745 | 0.055874
1992 | 74.875 | 0 | 0 | 0 | 0 | 0 | 0 | 0.003915 | -0.003991
1992 | 74.8854 | 0 | 0 | 0 | 0 | 0 | 0 | -0.003915 | 0.027937
1992 | 74.8958 | 0 | 0 | 0 | 0 | 0 | 0 | 0.02349 | 0.051883
1992 | 74.9062 | 0 | 0 | 0 | 0 | 0 | 0 | 0.011745 | -0.059865
1992 | 74.9167 | 0 | 0 | 0 | 0 | 0 | 0 | 0.00783 | 0.023946
1992 | 74.9271 | 0 | 0 | 0 | 0 | 0 | 0 | 0.003915 | 0.047892
1992 | 74.9375 | 0 | 0 | 0 | 0 | 0 | 0 | 0.003915 | 0.007982
1992 | 74.9479 | 0 | 0 | 0 | 0 | 0 | 0 | 0.011745 | 0.015964
1992 | 74.9583 | 0 | 0 | 0 | 0 | 0 | 0 | 0.003915 | -0.019955
1992 | 74.9687 | 0 | 0 | 0 | 0 | 0 | 0 | 0.00783 | 0.015964
1992 | 74.9792 | 0 | 0 | 0 | 0 | 0 | 0 | 0.01566 | 0
1992 | 74.9896 | 0 | 0 | 0 | 0 | 0 | 0 | 0 | 0.011973
1992 | 75 | 0 | 0 | 0 | 0 | 0 | 0 | 0.019575 | -0.003991
1992 | 75.0104 | 0 | 0 | 0 | 0 | 0 | 0 | -0.00783 | 0.003991
1992 | 75.0208 | 0 | 0 | 0 | 0 | 0 | 0 | 0.019575 | 0.007982
1992 | 75.0312 | 0 | 0 | 0 | 0 | 0 | 0 | 0.019575 | 0
1992 | 75.0417 | 0 | 0 | 0 | 0 | 0 | 0 | 0.00783 | 0.051883
1992 | 75.0521 | 0.02349 | 0 | 0 | 0 | 0 | 0 | -0.003915 | -0.071838
1992 | 75.0625 | 0 | 0 | 0 | 0 | 0 | 0 | 0.019575 | 0.023946
1992 | 75.0729 | 0 | 0 | 0 | 0 | 0 | 0 | 0 | 0
1992 | 75.0833 | 0.00783 | 0 | 0 | 0 | 0 | 0 | -0.003915 | -1.4211e-14
1992 | 75.0937 | 0 | 0.031928 | 0 | 0 | 0 | 0 | -0.003915 | 0.015964
1992 | 75.1042 | 0 | 0.047892 | 0 | 0 | 0 | 0 | 0.00783 | 0.043901
1992 | 75.1146 | 0 | 0 | 0 | 0 | 0 | 0 | -0.00783 | -0.007982
1992 | 75.125 | 0 | 0 | 0 | 0 | 0 | 0 | 0 | 0.043901
1992 | 75.1354 | 0 | 0 | 0 | 0 | 0 | 0 | 0.011745 | -0.03991
1992 | 75.1458 | 0 | 0.031928 | 0 | 0 | 0 | 0 | -0.003915 | -0.003991
1992 | 75.1562 | 0 | 0 | 0 | 0 | 0 | 0 | -0.011745 | 0.087802
1992 | 75.1667 | 0.01566 | 0.055874 | 0 | 0 | 0 | 0 | -1.4211e-14 | 0.007982
1992 | 75.1771 | 0 | 0 | 0 | 0 | 0 | 0 | 0.011745 | 0.027937
1992 | 75.1875 | 0 | 0.031928 | 0 | 0 | 0 | 0 | 0 | -0.011973
1992 | 75.1979 | 0.00783 | 0 | 0 | 0 | 0 | 0 | 1.4211e-14 | 0.027937
1992 | 75.2083 | 0 | 0 | 0 | 0 | 0 | 0 | 0 | -0.003991
1992 | 75.2187 | 0 | 0 | 0 | 0 | 0 | 0 | 0 | -0.027937
1992 | 75.2292 | 0 | 0 | 0 | 0 | 0 | 0 | 0.003915 | 0.031928
1992 | 75.2396 | 0 | 0 | 0 | 0 | 0 | 0 | 0.003915 | -0.007982
1992 | 75.25 | 0.00783 | 0.015964 | 0 | 0 | 0 | 0 | -0.003915 | 0.007982
1992 | 75.2604 | 0 | 0 | 0 | 0 | 0 | 0 | -0.011745 | -0.011973
1992 | 75.2708 | 0 | 0 | 0 | 0 | 0 | 0 | 0.01566 | 0.019955
1992 | 75.2812 | 0.01566 | 0 | 0 | 0 | 0 | 0 | 0.00783 | -0.019955
1992 | 75.2917 | 0 | 0 | 0 | 0 | 0 | 0 | -0.003915 | 0.03991
1992 | 75.3021 | 0 | 0.023946 | 0 | 0 | 0 | 0 | 0.011745 | 0.003991
1992 | 75.3125 | 0 | 0 | 0 | 0 | 0 | 0 | -0.00783 | 0.047892
1992 | 75.3229 | 0.01566 | 0 | 0 | 0 | 0 | 0 | 0 | -0.047892
1992 | 75.3333 | 0 | 0 | 0 | 0 | 0 | 0 | 0.03132 | -0.035919
1992 | 75.3437 | 0 | 0 | 0 | 0 | 0 | 0 | -0.011745 | 0.023946
1992 | 75.3542 | 0 | 0 | 0 | 0 | 0 | 0 | 0.01566 | -0.023946
1992 | 75.3646 | 0 | 0 | 0 | 0 | 0 | 0 | 0.027405 | 0.047892
1992 | 75.375 | 0 | 0 | 0 | 0 | 0 | 0 | 0.019575 | 0.051883
1992 | 75.3854 | 0 | 0 | 0 | 0 | 0 | 0 | 0.050895 | 0.059865
1992 | 75.3958 | 0 | 0 | 0 | 0 | 0 | 0 | 0.05481 | 0.031928
1992 | 75.4062 | 0 | 0 | 0 | 0 | 0 | 0 | 0.06264 | 0.043901
1992 | 75.4167 | 0 | 0 | 0 | 0 | 0 | 0 | 0.07047 | 0.047892
1992 | 75.4271 | 0 | 0 | 0 | 0 | 0 | 0 | 0.0783 | 0.12372
1992 | 75.4375 | 0 | 0 | 0 | 0 | 0 | 0 | 0.082215 | 0.031928
1992 | 75.4479 | 0 | 0 | 0 | 0 | 0 | 0 | 0.082215 | 0.10377
1992 | 75.4583 | 0 | 0 | 0 | 0 | 0 | 0 | 0.11353 | 0.095784
1992 | 75.4687 | 0 | 0 | 0 | 0 | 0 | 0 | 0.10962 | 0.067847
1992 | 75.4792 | 0 | 0 | 0 | 0 | 0 | 0 | 0.11353 | 0.11574
1992 | 75.4896 | 0 | 0 | 0 | 0 | 0 | 0 | 0.14877 | 0.14368
1992 | 75.5 | 0 | 0 | 0 | 0 | 0 | 0 | 0.14094 | 0.099775
1992 | 75.5104 | 0 | 0 | 0 | 0 | 0 | 0 | 0.13703 | 0.19157
1992 | 75.5208 | 0 | 0 | 0 | 0 | 0 | 0 | 0.16443 | 0.075829
1992 | 75.5312 | 0 | 0 | 0 | 0 | 0 | 0 | 0.14486 | 0.20354
1992 | 75.5417 | 0 | 0 | 0 | 0 | 0 | 0 | 0.18009 | 0.1756
1992 | 75.5521 | 0 | 0 | 0 | 0 | 0 | 0 | 0.1566 | 0.15166
1992 | 75.5625 | 0 | 0 | 0 | 0 | 0 | 0 | 0.18401 | 0.095784
1992 | 75.5729 | 0 | 0 | 0 | 0 | 0 | 0 | 0.15268 | 0.2674
1992 | 75.5833 | 0 | 0 | 0 | 0 | 0 | 0 | 0.19575 | 0.12372
1992 | 75.5937 | 0 | 0 | 0 | 0 | 0 | 0 | 0.18009 | 0.18359
1992 | 75.6042 | 0 | 0 | 0 | 0 | 0 | 0 | 0.16443 | 0.21152
1992 | 75.6146 | 0 | 0 | 0 | 0 | 0 | 0 | 0.16443 | 0.15166
1992 | 75.625 | 0 | 0 | 0 | 0 | 0 | 0 | 0.1566 | 0.10776
1992 | 75.6354 | 0 | 0 | 0 | 0 | 0 | 0 | 0.13702 | 0.15964
1992 | 75.6458 | 0 | 0 | 0 | 0 | 0 | 0 | 0.14486 | 0.16762
1992 | 75.6562 | 0 | 0 | 0 | 0 | 0 | 0 | 0.18792 | 0.17161
1992 | 75.6667 | 0 | 0 | 0 | 0 | 0 | 0 | 0.14094 | 0.10776
1992 | 75.6771 | 0 | 0 | 0 | 0 | 0 | 0 | 0.13702 | 0.12771
1992 | 75.6875 | 0 | 0 | 0 | 0 | 0 | 0 | 0.12919 | 0.091793
1992 | 75.6979 | 0 | 0 | 0 | 0 | 0 | 0 | 0.12919 | 0.15565
1992 | 75.7083 | 0 | 0 | 0 | 0 | 0 | 0 | 0.14094 | 0.11175
1992 | 75.7187 | 0 | 0 | 0 | 0 | 0 | 0 | 0.10179 | 0.11175
1992 | 75.7292 | 0 | 0 | 0 | 0 | 0 | 0 | 0.10962 | 0.059865
1992 | 75.7396 | 0 | 0 | 0 | 0 | 0 | 0 | 0.11745 | 0.095784
1992 | 75.75 | 0 | 0 | 0 | 0 | 0 | 0 | 0.090045 | 0.10377
1992 | 75.7604 | 0 | 0 | 0 | 0 | 0 | 0 | 0.07047 | 0.07982
1992 | 75.7708 | 0 | 0 | 0 | 0 | 0 | 0 | 0.050895 | 0.043901
1992 | 75.7812 | 0 | 0 | 0 | 0 | 0 | 0 | 0.043065 | 0.051883
1992 | 75.7917 | 0 | 0 | 0 | 0 | 0 | 0 | 0.03915 | 0.063856
1992 | 75.8021 | 0 | 0 | 0 | 0 | 0 | 0 | 0.03915 | 0.003991
1992 | 75.8125 | 0 | 0.055874 | 0 | 0 | 0 | 0 | 0.02349 | 0.047892
1992 | 75.8229 | 0 | 0 | 0 | 0 | 0 | 0 | 0.02349 | 0.015964
1992 | 75.8333 | 0 | 0 | 0 | 0 | 0 | 0 | 0.01566 | 0.03991
1992 | 75.8437 | 0 | 0 | 0 | 0 | 0 | 0 | 0.027405 | 0.019955
1992 | 75.8542 | 0 | 0 | 0 | 0 | 0 | 0 | 0.019575 | 0.035919
1992 | 75.8646 | 0 | 0 | 0 | 0 | 0 | 0 | 0.00783 | 0
1992 | 75.875 | 0 | 0 | 0 | 0 | 0 | 0 | 0.019575 | -0.007982
1992 | 75.8854 | 0 | 0 | 0 | 0 | 0 | 0 | 0.027405 | 0.019955
1992 | 75.8958 | 0 | 0 | 0 | 0 | 0 | 0 | 0.00783 | 0.003991
1992 | 75.9062 | 0 | 0 | 0 | 0 | 0 | 0 | 0.00783 | -0.003991
1992 | 75.9167 | 0 | 0 | 0 | 0 | 0 | 0 | 0.01566 | 0.067847
1992 | 75.9271 | 0 | 0 | 0 | 0 | 0 | 0 | 0.01566 | -0.03991
1992 | 75.9375 | 0 | 0 | 0 | 0 | 0 | 0 | 0.003915 | 0.031928
1992 | 75.9479 | 0 | 0 | 0 | 0 | 0 | 0 | 0.019575 | 0
1992 | 75.9583 | 0 | 0.047892 | 0 | 0 | 0 | 0 | 0.01566 | 0.023946
1992 | 75.9687 | 0 | 0 | 0 | 0 | 0 | 0 | 0.01566 | 0.07982
1992 | 75.9792 | 0 | 0 | 0 | 0 | 0 | 0 | 0 | -0.023946
1992 | 75.9896 | 0 | 0 | 0 | 0 | 0 | 0 | 0.00783 | -0.015964
1992 | 76 | 0 | 0 | 0 | 0 | 0 | 0 | 0.00783 | 0.019955
1992 | 76.0104 | 0 | 0 | 0 | 0 | 0 | 0 | 0.00783 | 0.019955
1992 | 76.0208 | 0 | 0 | 0 | 0 | 0 | 0 | 0 | 0
1992 | 76.0312 | 0 | 0.03991 | 0 | 0 | 0 | 0 | 0.00783 | 0.019955
1992 | 76.0417 | 0 | 0 | 0 | 0 | 0 | 0 | -0.003915 | -0.015964
1992 | 76.0521 | 0 | 0 | 0 | 0 | 0 | 0 | 0.00783 | 0.027937
1992 | 76.0625 | 0 | 0 | 0 | 0 | 0 | 0 | 0 | 0.011973
1992 | 76.0729 | 0 | 0.015964 | 0 | 0 | 0 | 0 | 0 | -0.007982
1992 | 76.0833 | 0.00783 | 0 | 0 | 0 | 0 | 0 | 0.003915 | 2.8422e-14
1992 | 76.0937 | 0 | 0 | 0 | 0 | 0 | 0 | 0.00783 | 0.003991
1992 | 76.1042 | 0 | 0 | 0 | 0 | 0 | 0 | 0.003915 | 0.027937
1992 | 76.1146 | 0 | 0 | 0 | 0 | 0 | 0 | 0 | 0.003991
1992 | 76.125 | 0.00783 | 0 | 0 | 0 | 0 | 0 | 1.4211e-14 | -0.011973
1992 | 76.1354 | 0 | 0 | 0 | 0 | 0 | 0 | 0 | 0.007982
1992 | 76.1458 | 0 | 0 | 0 | 0 | 0 | 0 | 0 | 0.007982
1992 | 76.1562 | 0 | 0 | 0 | 0 | 0 | 0 | -0.003915 | -0.003991
1992 | 76.1667 | 0.00783 | 0 | 0 | 0 | 0 | 0 | 0.003915 | -0.007982
1992 | 76.1771 | 0.01566 | 0 | 0 | 0 | 0 | 0 | 0.00783 | 0.003991
1992 | 76.1875 | 0 | 0.023946 | 0 | 0 | 0 | 0 | -1.4211e-14 | 0.019955
1992 | 76.1979 | 0.01566 | 0 | 0 | 0 | 0 | 0 | 0 | -0.019955
1992 | 76.2083 | 0 | 0 | 0 | 0 | 0 | 0 | 0 | 0.003991
1992 | 76.2187 | 0 | 0 | 0 | 0 | 0 | 0 | -0.003915 | 0.011973
1992 | 76.2292 | 0 | 0.023946 | 0 | 0 | 0 | 0 | 0.011745 | 0.015964
1992 | 76.2396 | 0 | 0.023946 | 0 | 0 | 0 | 0 | 0 | 0.003991
1992 | 76.25 | 0 | 0 | 0 | 0 | 0 | 0 | 0.00783 | 0.035919
1992 | 76.2604 | 0 | 0 | 0 | 0 | 0 | 0 | 0.00783 | -0.015964
1992 | 76.2708 | 0 | 0.007982 | 0 | 0 | 0 | 0 | 0.003915 | 0.031928
1992 | 76.2812 | 0 | 0.03991 | 0 | 0 | 0 | 0 | 0.003915 | 0.011973
1992 | 76.2917 | 0 | 0 | 0 | 0 | 0 | 0 | 0.00783 | 0.035919
1992 | 76.3021 | 0 | 0.03991 | 0 | 0 | 0 | 0 | 0.011745 | 0.015964
1992 | 76.3125 | 0 | 0 | 0 | 0 | 0 | 0 | 0.01566 | 0.03991
1992 | 76.3229 | 0 | 0 | 0 | 0 | 0 | 0 | 0.003915 | -0.023946
1992 | 76.3333 | 0 | 0 | 0 | 0 | 0 | 0 | 0.011745 | 0.059865
1992 | 76.3437 | 0 | 0 | 0 | 0 | 0 | 0 | 0.019575 | -0.003991
1992 | 76.3542 | 0 | 0 | 0 | 0 | 0 | 0 | 0.02349 | 0.035919
1992 | 76.3646 | 0 | 0 | 0 | 0 | 0 | 0 | 0.043065 | 0.019955
1992 | 76.375 | 0 | 0 | 0 | 0 | 0 | 0 | 0.04698 | 0.043901
1992 | 76.3854 | 0 | 0 | 0 | 0 | 0 | 0 | 0.043065 | 0.047892
1992 | 76.3958 | 0 | 0 | 0 | 0 | 0 | 0 | 0.050895 | 0.035919
1992 | 76.4062 | 0 | 0 | 0 | 0 | 0 | 0 | 0.058725 | 0.043901
1992 | 76.4167 | 0 | 0 | 0 | 0 | 0 | 0 | 0.035235 | 0.07982
1992 | 76.4271 | 0 | 0 | 0 | 0 | 0 | 0 | 0.05481 | 0.027937
1992 | 76.4375 | 0 | 0 | 0 | 0 | 0 | 0 | 0.08613 | 0.087802
1992 | 76.4479 | 0 | 0 | 0 | 0 | 0 | 0 | 0.082215 | 0.11574
1992 | 76.4583 | 0 | 0 | 0 | 0 | 0 | 0 | 0.1057 | 0.083811
1992 | 76.4687 | 0 | 0 | 0 | 0 | 0 | 0 | 0.08613 | 0.12771
1992 | 76.4792 | 0 | 0 | 0 | 0 | 0.04698 | 0 | -0.003915 | 0.091793
1992 | 76.4896 | 0 | 0 | 0 | 0 | 17.2182 | 0 | 0 | 0.13968
1992 | 76.5 | 0 | 0 | 0 | 0 | 4.8546 | 0 | 0.08613 | 0.16363
1992 | 76.5104 | 0 | 0 | 0 | 0 | 0 | 0 | 0.18792 | 0.14368
1992 | 76.5208 | 0 | 0 | 0 | 0 | 0 | 0 | 0.19575 | 0.20753
1992 | 76.5312 | 0 | 0 | 0 | 0 | 0 | 0 | 0.19575 | 0.12372
1992 | 76.5417 | 0 | 0 | 0 | 0 | 0 | 0 | 0.21141 | 0.20753
1992 | 76.5521 | 0 | 0 | 0 | 0 | 0 | 0 | 0.19967 | 0.20354
1992 | 76.5625 | 0 | 0 | 0 | 0 | 0 | 0 | 0.21532 | 0.2195
1992 | 76.5729 | 0 | 0 | 0 | 0 | 0 | 0 | 0.19575 | 0.15964
1992 | 76.5833 | 0 | 0 | 0 | 0 | 0 | 0 | 0.21533 | 0.2195
1992 | 76.5937 | 0 | 0 | 0 | 0 | 0 | 0 | 0.23098 | 0.17161
1992 | 76.6042 | 0 | 0 | 0 | 0 | 0 | 0 | 0.22707 | 0.25942
1992 | 76.6146 | 0 | 0 | 0 | 0 | 0 | 0 | 0.23881 | 0.17959
1992 | 76.625 | 0 | 0 | 0 | 0 | 0 | 0 | 0.21924 | 0.19556
1992 | 76.6354 | 0 | 0 | 0 | 0 | 0 | 0 | 0.15268 | 0.13569
1992 | 76.6458 | 0 | 0 | 0 | 0 | 0 | 0 | 0.17226 | 0.17161
1992 | 76.6562 | 0 | 0 | 0 | 0 | 0 | 0 | 0.19183 | 0.1796
1992 | 76.6667 | 0 | 0 | 0 | 0 | 0 | 0 | 0.20358 | 0.1796
1992 | 76.6771 | 0 | 0 | 0 | 0 | 0 | 0 | 0.18401 | 0.1756
1992 | 76.6875 | 0 | 0 | 0 | 0 | 0 | 0 | 0.19184 | 0.18758
1992 | 76.6979 | 0 | 0 | 0 | 0 | 0 | 0 | 0.15268 | 0.10377
1992 | 76.7083 | 0 | 0 | 0 | 0 | 0 | 0 | 0.14094 | 0.15166
1992 | 76.7187 | 0 | 0 | 0 | 0 | 0 | 0 | 0.15268 | 0.095784
1992 | 76.7292 | 0 | 0 | 0 | 0 | 0 | 0 | 0.14877 | 0.055874
1992 | 76.7396 | 0 | 0 | 0 | 0 | 0 | 0 | 0.10962 | 0.19556
1992 | 76.75 | 0 | 0 | 0 | 0 | 0 | 0 | 0.07047 | 0.043901
1992 | 76.7604 | 0 | 0 | 0 | 0 | 0 | 0 | 0.06264 | 0.063856
1992 | 76.7708 | 0 | 0 | 0 | 0 | 0 | 0 | 0.06264 | 0.043901
1992 | 76.7812 | 0 | 0 | 0 | 0 | 0 | 0 | 0.04698 | 0.051883
1992 | 76.7917 | 0 | 0 | 0 | 0 | 0 | 0 | 0.043065 | 0
1992 | 76.8021 | 0 | 0 | 0 | 0 | 0 | 0 | 0.019575 | 0.03991
1992 | 76.8125 | 0 | 0 | 0 | 0 | 0 | 0 | 0.019575 | -0.007982
1992 | 76.8229 | 0 | 0 | 0 | 0 | 0 | 0 | 0.01566 | 0.023946
1992 | 76.8333 | 0 | 0 | 0 | 0 | 0 | 0 | 0.019575 | 0.031928
1992 | 76.8438 | 0 | 0 | 0 | 0 | 0 | 0 | 0.01566 | -0.003991
1992 | 76.8542 | 0 | 0 | 0 | 0 | 0 | 0 | 0.01566 | 0.031928
1992 | 76.8646 | 0 | 0 | 0 | 0 | 0 | 0 | 0.00783 | -0.007982
1992 | 76.875 | 0 | 0 | 0 | 0 | 0 | 0 | 0.019575 | 0.015964
1992 | 76.8854 | 0 | 0 | 0 | 0 | 0 | 0 | 0.011745 | -0.019955
1992 | 76.8958 | 0 | 0 | 0 | 0 | 0 | 0 | 0 | 0.035919
1992 | 76.9063 | 0 | 0.007982 | 0 | 0 | 0 | 0 | 0.003915 | 0.007982
1992 | 76.9167 | 0 | 0 | 0 | 0 | 0 | 0 | 0.00783 | 0.023946
1992 | 76.9271 | 0 | 0.015964 | 0 | 0 | 0 | 0 | 0.02349 | 0.007982
1992 | 76.9375 | 0 | 0.007982 | 0 | 0 | 0 | 0 | -0.003915 | 0.023946
1992 | 76.9479 | 0 | 0 | 0 | 0 | 0 | 0 | 0.00783 | 0.003991
1992 | 76.9583 | 0 | 0 | 0 | 0 | 0 | 0 | 0.01566 | 0
1992 | 76.9688 | 0 | 0 | 0 | 0 | 0 | 0 | 0.003915 | 0.027937
1992 | 76.9792 | 0.00783 | 0 | 0 | 0 | 0 | 0 | 0.02349 | -0.007982
1992 | 76.9896 | 0 | 0.007982 | 0 | 0 | 0 | 0 | 0.011745 | 0.011973
1992 | 77 | 0 | 0 | 0 | 0 | 0 | 0 | 0.00783 | -0.011973
1992 | 77.0104 | 0 | 0 | 0 | 0 | 0 | 0 | 0.019575 | 0.027937
1992 | 77.0208 | 0 | 0 | 0 | 0 | 0 | 0 | 0.019575 | 0.023946
1992 | 77.0313 | 0 | 0.015964 | 0 | 0 | 0 | 0 | 0.011745 | 0.019955
1992 | 77.0417 | 0 | 0 | 0 | 0 | 0 | 0 | 0.03132 | 0.003991
1992 | 77.0521 | 0.03132 | 0 | 0 | 0 | 0 | 0 | -0.03915 | 0.011973
1992 | 77.0625 | 0 | 0 | 0 | 0 | 0 | 0 | 0.00783 | 0.019955
1992 | 77.0729 | 0.01566 | 0 | 0 | 0 | 0 | 0 | 0.01566 | -0.003991
1992 | 77.0833 | 0 | 0.031928 | 0 | 0 | 0 | 0 | 0.04698 | 0.015964
1992 | 77.0938 | 0.00783 | 0 | 0 | 0 | 0 | 0 | -0.04698 | 0.007982
1992 | 77.1042 | 0 | 0.03991 | 0 | 0 | 0 | 0 | 0.066555 | 0.015964
1992 | 77.1146 | 0 | 0 | 0 | 0 | 0 | 0 | -0.01566 | 0.015964
1992 | 77.125 | 0 | 0 | 0 | 0 | 0 | 0 | 0.01566 | -0.031928
1992 | 77.1354 | 0 | 0 | 0 | 0 | 0 | 0 | -0.011745 | 0.011973
1992 | 77.1458 | 0.03132 | 0 | 0 | 0 | 0 | 0 | -0.003915 | 0.087802
1992 | 77.1563 | 0 | 0.03991 | 0 | 0 | 0 | 0 | -0.003915 | -0.23946
1992 | 77.1667 | 0 | 0 | 0 | 0 | 0 | 0 | -0.011745 | 0.11574
1992 | 77.1771 | 0 | 0 | 0 | 0 | 0 | 0 | 0.019575 | 0.015964
1992 | 77.1875 | 0 | 0 | 0.10179 | 0 | 0 | 0 | 0.00783 | -0.011973
1992 | 77.1979 | 0 | 0 | 0 | 0 | 0 | 0 | 0.03132 | -0.003991
1992 | 77.2083 | 0 | 0 | 0 | 0 | 0 | 0 | -0.00783 | -0.007982
1992 | 77.2188 | 0 | 0 | 0 | 0 | 0 | 0 | 1.4211e-14 | 0.019955
1992 | 77.2292 | 0 | 0 | 0 | 0 | 0 | 0 | 0.050895 | -0.34323
1992 | 77.2396 | 0 | 0 | 0 | 0 | 0 | 0 | -0.03915 | 0.52681
1992 | 77.25 | 0.00783 | 0 | 0 | 0.27937 | 0 | 0 | 0.027405 | 0.10377
1992 | 77.2604 | 0 | 0 | 0 | 0 | 0 | 0 | 0 | 0.003991
1992 | 77.2708 | 0 | 0.015964 | 0 | 0 | 0 | 0 | -0.00783 | -0.007982
1992 | 77.2813 | 0 | 0.015964 | 0 | 0 | 0 | 0 | 0.00783 | 0.019955
1992 | 77.2917 | 0 | 0.031928 | 0 | 0 | 0 | 0 | -0.02349 | 0.007982
1992 | 77.3021 | 0.04698 | 0.031928 | 0.0783 | 0 | 0 | 0 | 0 | 0.011973
1992 | 77.3125 | 0.03915 | 0 | 0 | 0 | 0 | 0 | 0.074385 | 0.063856
1992 | 77.3229 | 0 | 0.055874 | 0 | 0 | 0 | 0 | 0.043065 | 0
1992 | 77.3333 | 0 | 0 | 0 | 0 | 0 | 0 | -0.02349 | -0.007982
1992 | 77.3438 | 0 | 0 | 0.08613 | 0 | 0 | 0 | 0.02349 | 0.047892
1992 | 77.3542 | 0 | 0.063856 | 0 | 0 | 0 | 0 | -0.02349 | 0.035919
1992 | 77.3646 | 0 | 0 | 0 | 0 | 0 | 0 | 0.04698 | 0.031928
1992 | 77.375 | 0 | 0 | 0 | 0 | 0 | 0 | 0.10962 | 0.10776
1992 | 77.3854 | 0 | 0 | 0 | 0 | 0 | 0 | 0.15269 | 0.067847
1992 | 77.3958 | 0 | 0 | 0 | 0 | 0 | 0 | -0.02349 | 0.047892
1992 | 77.4063 | 0 | 0 | 0 | 0 | 0 | 0 | 0.14877 | 0.071838
1992 | 77.4167 | 0 | 0 | 0 | 0 | 0 | 0 | 0.10571 | 0.059865
1992 | 77.4271 | 0 | 0 | 0 | 0 | 0 | 0 | 0.12528 | 0.13969
1992 | 77.4375 | 0 | 0 | 0 | 0 | 0 | 0 | 0.13703 | 0.13969
1992 | 77.4479 | 0 | 0 | 0 | 0 | 0 | 0 | 0.12919 | 0.023946
1992 | 77.4583 | 0 | 0 | 0 | 0 | 0 | 0 | 0.17226 | 0.21152
1992 | 77.4688 | 0 | 0 | 0 | 0 | 0 | 0 | 0.19183 | 0.22749
1992 | 77.4792 | 0 | 0 | 0 | 0 | 0 | 0 | 0.21533 | 0.15166
1992 | 77.4896 | 0 | 0 | 0 | 0 | 0 | 0 | 0.19183 | 0.14368
1992 | 77.5 | 0 | 0 | 0 | 0 | 0 | 0 | 0.21533 | 0.20753
1992 | 77.5104 | 0 | 0 | 0 | 0 | 0 | 0 | 0.22316 | 0.2235
1992 | 77.5208 | 0 | 0 | 0 | 0 | 0 | 0 | 0.21924 | 0.17161
1992 | 77.5313 | 0 | 0 | 0 | 0 | 0 | 0 | 0.24273 | 0.23148
1992 | 77.5417 | 0 | 0 | 0 | 0 | 0 | 0 | 0.21532 | 0.18758
1992 | 77.5521 | 0 | 0 | 0 | 0 | 0 | 0 | 0.25448 | 0.22749
1992 | 77.5625 | 0 | 0 | 0 | 0 | 0 | 0 | 0.2349 | 0.15565
1992 | 77.5729 | 0 | 0 | 0 | 0 | 0 | 0 | 0.18792 | 0.20753
1992 | 77.5833 | 0 | 0 | 0 | 0 | 0 | 0 | 0.22316 | 0.1796
1992 | 77.5938 | 0 | 0 | 0 | 0 | 0 | 0 | 0.17226 | 0.16363
1992 | 77.6042 | 0 | 0 | 0 | 0 | 0 | 0 | 0.19183 | 0.03991
1992 | 77.6146 | 0 | 0 | 0 | 0 | 0 | 0 | 0.082215 | 0.24345
1992 | 77.625 | 0 | 0 | 0 | 0 | 0 | 0 | 0.10571 | 0.07982
1992 | 77.6354 | 0 | 0 | 0 | 0 | 0 | 0 | 0.14486 | 0.1317
1992 | 77.6458 | 0 | 0 | 0 | 0 | 0 | 0 | 0.14485 | 0.15166
1992 | 77.6563 | 0 | 0 | 0 | 0 | 0 | 0 | 0.14094 | 0.14767
1992 | 77.6667 | 0 | 0 | 0 | 0 | 0 | 0 | 0.14877 | 0.11574
1992 | 77.6771 | 0 | 0 | 0 | 0 | 0 | 0 | 0.12528 | 0.13569
1992 | 77.6875 | 0 | 0 | 0 | 0 | 0 | 0 | 0.1057 | 0.10377
1992 | 77.6979 | 0 | 0 | 0 | 0 | 0 | 0 | 0.15269 | 0.095784
1992 | 77.7083 | 0 | 0 | 0 | 0 | 0 | 0 | 0.05481 | 0.10377
1992 | 77.7188 | 0 | 0 | 0 | 0 | 0 | 0 | 0.12136 | 0.023946
1992 | 77.7292 | 0 | 0 | 0 | 0 | 0 | 0 | 0.06264 | 0.015964
1992 | 77.7396 | 0 | 0 | 0 | 0 | 0 | 0 | 0.05481 | 0.10776
1992 | 77.75 | 0 | 0 | 0 | 0 | 0 | 0 | 0.090045 | 0.047892
1992 | 77.7604 | 0 | 0 | 0 | 0 | 0 | 0 | 0.04698 | 0.035919
1992 | 77.7708 | 0 | 0 | 0 | 0 | 0 | 0 | 0.043065 | 0.03991
1992 | 77.7813 | 0 | 0 | 0 | 0 | 0 | 0 | 0.04698 | 0.051883
1992 | 77.7917 | 0 | 0 | 0 | 0 | 0 | 0 | 0.03915 | 0.015964
1992 | 77.8021 | 0 | 0 | 0 | 0 | 0 | 0 | 0.03132 | 0.023946
1992 | 77.8125 | 0 | 0 | 0 | 0 | 0 | 0 | 0.011745 | 0.023946
1992 | 77.8229 | 0 | 0 | 0 | 0 | 0 | 0 | 0.074385 | 0.051883
1992 | 77.8333 | 0 | 0 | 0 | 0 | 0 | 0 | 0.06264 | 0.015964
1992 | 77.8438 | 0 | 0.031928 | 0 | 0 | 0 | 0 | 0.090045 | -0.003991
1992 | 77.8542 | 0 | 0 | 0.07047 | 0 | 0 | 0 | -0.019575 | 0.027937
1992 | 77.8646 | 0.02349 | 0 | 0 | 0 | 0 | 0 | -0.003915 | 0.031928
1992 | 77.875 | 0 | 0 | 0 | 0 | 0 | 0 | 0.05481 | -0.023946
1992 | 77.8854 | 0 | 0 | 0 | 0 | 0 | 0 | 0.003915 | 0.043901
1992 | 77.8958 | 0 | 0 | 0 | 0 | 0 | 0 | 0.03132 | 0.027937
1992 | 77.9063 | 0 | 0.023946 | 0 | 0 | 0 | 0 | -0.02349 | 0.063856
1992 | 77.9167 | 0 | 0 | 0 | 0 | 0 | 0 | 0.05481 | -0.051883
1992 | 77.9271 | 0 | 0 | 0 | 0 | 0 | 0 | 0.00783 | 0.043901
1992 | 77.9375 | 0 | 0 | 0 | 0 | 0 | 0 | 0.02349 | -0.003991
1992 | 77.9479 | 0.03132 | 0 | 0 | 0 | 0 | 0 | 0.03915 | -0.019955
1992 | 77.9583 | 0 | 0.023946 | 0 | 0 | 0 | 0 | 0.011745 | 0.03991
1992 | 77.9688 | 0 | 0 | 0 | 0 | 0 | 0 | 0.003915 | 0
1992 | 77.9792 | 0.02349 | 0 | 0 | 0 | 0 | 0 | 0.019575 | 0.031928
1992 | 77.9896 | 0 | 0 | 0 | 0 | 0 | 0 | 0.003915 | 0.003991
1992 | 78 | 0 | 0 | 0 | 0 | 0 | 0 | 0.03132 | 0.027937
1992 | 78.0104 | 0 | 0 | 0 | 0 | 0 | 0 | 0.00783 | -0.003991
1992 | 78.0208 | 0 | 0 | 0 | 0 | 0 | 0 | 0.02349 | 0.027937
1992 | 78.0313 | 0 | 0.055874 | 0 | 0 | 0 | 0 | 0 | 0.015964
1992 | 78.0417 | 0 | 0 | 0 | 0 | 0 | 0 | 0.019575 | 0.027937
1992 | 78.0521 | 0 | 0 | 0 | 0 | 0 | 0 | 0.003915 | 0.019955
1992 | 78.0625 | 0 | 0 | 0 | 0 | 0 | 0 | 0.011745 | 0.007982
1992 | 78.0729 | 0 | 0 | 0 | 0 | 0 | 0 | 0.019575 | 0.019955
1992 | 78.0833 | 0 | 0 | 0 | 0 | 0 | 0 | 0.011745 | -0.003991
1992 | 78.0938 | 0 | 0.007982 | 0 | 0 | 0 | 0 | 0.003915 | 0.011973
1992 | 78.1042 | 0 | 0 | 0 | 0 | 0 | 0 | 0.011745 | 0.007982
1992 | 78.1146 | 0 | 0 | 0 | 0 | 0 | 0 | 0.011745 | 0.003991
1992 | 78.125 | 0 | 0 | 0 | 0 | 0 | 0 | 0.01566 | 0.015964
1992 | 78.1354 | 0 | 0 | 0 | 0 | 0 | 0 | 0.00783 | -0.011973
1992 | 78.1458 | 0.00783 | 0 | 0 | 0 | 0 | 0 | 0.00783 | 0.011973
1992 | 78.1563 | 0 | 0 | 0 | 0 | 0 | 0 | 0.003915 | 0.015964
1992 | 78.1667 | 0 | 0 | 0 | 0 | 0 | 0 | 0.019575 | 0.011973
1992 | 78.1771 | 0 | 0 | 0 | 0 | 0 | 0 | -0.003915 | 0.015964
1992 | 78.1875 | 0 | 0.063856 | 0 | 0 | 0 | 0 | 0.003915 | 0.035919
1992 | 78.1979 | 0 | 0 | 0 | 0 | 0 | 0 | 0.003915 | 0.03991
1992 | 78.2083 | 0 | 0.03991 | 0 | 0 | 0 | 0 | 0.019575 | 0.027937
1992 | 78.2188 | 0 | 0 | 0 | 0 | 0 | 0 | 0.00783 | 0
1992 | 78.2292 | 0 | 0 | 0 | 0 | 0 | 0 | 0.003915 | 0.011973
1992 | 78.2396 | 0 | 0 | 0 | 0 | 0 | 0 | 0.011745 | 0.011973
1992 | 78.25 | 0 | 0 | 0 | 0 | 0 | 0 | 0.01566 | 0.015964
1992 | 78.2604 | 0 | 0 | 0 | 0 | 0 | 0 | 0.019575 | 0.003991
1992 | 78.2708 | 0 | 0 | 0 | 0 | 0 | 0 | 0.00783 | -0.003991
1992 | 78.2813 | 0 | 0 | 0 | 0 | 0 | 0 | 0.019575 | 0.019955
1992 | 78.2917 | 0 | 0 | 0 | 0 | 0 | 0 | -0.003915 | -0.003991
1992 | 78.3021 | 0 | 0 | 0 | 0 | 0 | 0 | 0.02349 | 0.003991
1992 | 78.3125 | 0 | 0 | 0 | 0 | 0 | 0 | 0.011745 | 0.043901
1992 | 78.3229 | 0 | 0 | 0 | 0 | 0 | 0 | 0 | -0.003991
1992 | 78.3333 | 0 | 0.015964 | 0 | 0 | 0 | 0 | 0.043065 | 0.015964
1992 | 78.3438 | 0 | 0 | 0 | 0 | 0 | 0 | 0.011745 | 0.019955
1992 | 78.3542 | 0 | 0 | 0 | 0 | 0 | 0 | 0.035235 | 0.035919
1992 | 78.3646 | 0 | 0 | 0 | 0 | 0 | 0 | 0.02349 | -0.011973
1992 | 78.375 | 0 | 0 | 0 | 0 | 0 | 0 | 0.011745 | 0.03991
1992 | 78.3854 | 0 | 0 | 0 | 0 | 0 | 0 | 0.04698 | 0.075829
1992 | 78.3958 | 0 | 0 | 0 | 0 | 0 | 0 | 0.03132 | -0.007982
1992 | 78.4063 | 0 | 0 | 0 | 0 | 0 | 0 | 0.03915 | 0.03991
1992 | 78.4167 | 0 | 0 | 0 | 0 | 0 | 0 | 0.10982 | -0.007982
1992 | 78.4271 | 0 | 0 | 0 | 0 | 0 | 0 | 0.095135 | 0.087802
1992 | 78.4375 | 0 | 0 | 0 | 0 | 0 | 0 | 0.095134 | 0.055874
1992 | 78.4479 | 0 | 0 | 0 | 0 | 0 | 0 | 0.031907 | 0.091793
1992 | 78.4583 | 0 | 0 | 0 | 0 | 0 | 0 | 0.11745 | 0.051883
1992 | 78.4688 | 0 | 0 | 0 | 0 | 0 | 0 | 0.12137 | 0.10776
1992 | 78.4792 | 0 | 0 | 0 | 0 | 0 | 0 | 0.097875 | 0.1317
1992 | 78.4896 | 0 | 0 | 0 | 0 | 0 | 0 | 0.09396 | 0.095784
1992 | 78.5 | 0 | 0 | 0 | 0 | 0 | 0 | 0.14485 | 0.043901
1992 | 78.5104 | 0 | 0 | 0 | 0 | 0 | 0 | 0.097875 | 0.14767
1992 | 78.5208 | 0 | 0 | 0 | 0 | 0 | 0 | 0.13703 | 0.12771
1992 | 78.5313 | 0 | 0 | 0 | 0 | 0 | 0 | 0.12528 | 0.10776
1992 | 78.5417 | 0 | 0 | 0 | 0 | 0 | 0 | 0.13703 | 0.15565
1992 | 78.5521 | 0 | 0 | 0 | 0 | 0 | 0 | 0.13702 | 0.055874
1992 | 78.5625 | 0 | 0 | 0 | 0 | 0 | 0 | 0.1292 | 0.19955
1992 | 78.5729 | 0 | 0 | 0 | 0 | 0 | 0 | 0.10962 | 0.11973
1992 | 78.5833 | 0 | 0 | 0 | 0 | 0 | 0 | 0.14094 | 0.14767
1992 | 78.5938 | 0 | 0 | 0 | 0 | 0 | 0 | 0.12919 | 0.099775
1992 | 78.6042 | 0 | 0 | 0 | 0 | 0 | 0 | 0.13311 | 0.16283
1992 | 78.6146 | 0 | 0 | 0 | 0 | 0 | 0 | 0.14485 | 0.1341
1992 | 78.625 | 0 | 0 | 0 | 0 | 0 | 0 | 0.13703 | 0.16283
1992 | 78.6354 | 0 | 0 | 0 | 0 | 0 | 0 | 0.14485 | 0.10776
1992 | 78.6458 | 0 | 0 | 0 | 0 | 0 | 0 | 0.11745 | 0.11574
1992 | 78.6563 | 0 | 0 | 0 | 0 | 0 | 0 | 0.11001 | 0.15166
1992 | 78.6667 | 0 | 0 | 0 | 0 | 0 | 0 | 0.096309 | 0.075829
1992 | 78.6771 | 0 | 0 | 0 | 0 | 0 | 0 | 0.099833 | 0.087802
1992 | 78.6875 | 0 | 0 | 0 | 0 | 0 | 0 | 0.1292 | 0.087802
1992 | 78.6979 | 0 | 0 | 0 | 0 | 0 | 0 | 0.04698 | 0.043901
1992 | 78.7083 | 0 | 0 | 0 | 0 | 0 | 0 | 0.06264 | 0.059865
1992 | 78.7188 | 0 | 0 | 0 | 0 | 0 | 0 | 0.043065 | 0.023946
1992 | 78.7292 | 0 | 0 | 0 | 0 | 0 | 0 | 0.043065 | 0.011973
1992 | 78.7396 | 0 | 0 | 0.5481 | 0.46296 | 0 | 0 | 0.003915 | 0
1992 | 78.75 | 0 | 0 | 0.06264 | 0.1756 | 0 | 0 | 0.035235 | 0.019955
1992 | 78.7604 | 0 | 0 | 0 | 0 | 0 | 0 | 0.01566 | 0.063856
1992 | 78.7708 | 0 | 0 | 0 | 0 | 0 | 0 | 0.04698 | 0.003991
1992 | 78.7813 | 0 | 0 | 0 | 0 | 0 | 0 | 0.02349 | 0.023946
1992 | 78.7917 | 0 | 0 | 0 | 0 | 0 | 0 | 0.011745 | 0.055874
1992 | 78.8021 | 0 | 0 | 0 | 0 | 0 | 0 | 0.043065 | 0.003991
1992 | 78.8125 | 0 | 0 | 0 | 0 | 0 | 0 | 0.02349 | 0.023946
1992 | 78.8229 | 0 | 0 | 0 | 0 | 0 | 0 | 0 | -0.003991
1992 | 78.8333 | 0.01566 | 0 | 0 | 0 | 0 | 0 | 0 | 0.031928
1992 | 78.8438 | 0 | 0 | 0 | 0 | 0 | 0 | 0.003915 | -0.003991
1992 | 78.8542 | 0 | 0 | 0 | 0 | 0 | 0 | 0.003915 | 0.023946
1992 | 78.8646 | 0 | 0.031928 | 0 | 0 | 0 | 0 | 0 | 0.003991
1992 | 78.875 | 0 | 0 | 0 | 0 | 0 | 0 | 1.4211e-14 | 0.015964
1992 | 78.8854 | 0 | 0.015964 | 0 | 0 | 0 | 0 | 0.003915 | -0.007982
1992 | 78.8958 | 0 | 0 | 0 | 0 | 0 | 0 | -0.003915 | -0.007982
1992 | 78.9063 | 0.01566 | 0 | 0 | 0 | 0 | 0 | 0.003915 | 0.011973
1992 | 78.9167 | 0 | 0.007982 | 0 | 0 | 0 | 0 | 0.003915 | 0.003991
1992 | 78.9271 | 0.01566 | 0 | 0 | 0 | 0 | 0 | 0.01566 | -0.007982
1992 | 78.9375 | 0 | 0 | 0 | 0 | 0 | 0 | 0 | 0.031928
1992 | 78.9479 | 0 | 0 | 0 | 0 | 0 | 0 | 0.02349 | 0.011973
1992 | 78.9583 | 0 | 0 | 0 | 0 | 0 | 0 | 0.00783 | -0.011973
1992 | 78.9688 | 0 | 0 | 0 | 0 | 0 | 0 | 0.01566 | 0.023946
1992 | 78.9792 | 0 | 0.007982 | 0 | 0 | 0 | 0 | 0.03132 | 0.019955
1992 | 78.9896 | 0 | 0 | 0 | 0 | 0 | 0 | 0.03915 | -0.019955
1992 | 79 | 0.00783 | 0 | 0 | 0 | 0 | 0 | -0.00783 | 0.019955
1992 | 79.0104 | 0 | 0.023946 | 0 | 0 | 0 | 0 | 0.00783 | 0.023946
1992 | 79.0208 | 0 | 0 | 0 | 0 | 0 | 0 | 0.003915 | 0
1992 | 79.0313 | 0 | 0 | 0 | 0 | 0 | 0 | 0.027405 | 0.019955
1992 | 79.0417 | 0 | 0 | 0 | 0 | 0 | 0 | 0 | 0.011973
1992 | 79.0521 | 0 | 0.007982 | 0 | 0 | 0 | 0 | 0.00783 | -0.019955
1992 | 79.0625 | 0 | 0 | 0 | 0 | 0 | 0 | -0.00783 | 0.019955
1992 | 79.0729 | 0.00783 | 0 | 0 | 0 | 0 | 0 | -1.4211e-14 | 0.019955
1992 | 79.0833 | 0 | 0 | 0 | 0 | 0 | 0 | 1.4211e-14 | -0.003991
1992 | 79.0938 | 0 | 0 | 0 | 0 | 0 | 0 | -0.003915 | 0.007982
1992 | 79.1042 | 0 | 0 | 0 | 0 | 0 | 0 | 0 | -0.015964
1992 | 79.1146 | 0 | 0 | 0 | 0 | 0 | 0 | 0.02349 | 0.011973
1992 | 79.125 | 0 | 0 | 0 | 0 | 0 | 0 | 0.02349 | 0.015964
1992 | 79.1354 | 0 | 0 | 0 | 0 | 0 | 0 | 0.003915 | 0
1992 | 79.1458 | 0 | 0 | 0 | 0 | 0 | 0 | 0.01566 | 0.027937
1992 | 79.1563 | 0 | 0 | 0 | 0 | 0 | 0 | 0.035235 | -0.023946
1992 | 79.1667 | 0 | 0 | 0 | 0 | 0 | 0 | -0.003915 | 0.003991
1992 | 79.1771 | 0 | 0.007982 | 0 | 0 | 0 | 0 | 0.02349 | 0.051883
1992 | 79.1875 | 0 | 0 | 0 | 0 | 0 | 0 | 0.027405 | 0.007982
1992 | 79.1979 | 0 | 0 | 0 | 0 | 0 | 0 | -0.00783 | 0.011973
1992 | 79.2083 | 0 | 0 | 0 | 0 | 0 | 0 | 0.019575 | 0.019955
1992 | 79.2188 | 0 | 0 | 0 | 0 | 0 | 0 | 0.050895 | -0.019955
1992 | 79.2292 | 0 | 0 | 0 | 0 | 0 | 0 | 0 | 0.027937
1992 | 79.2396 | 0 | 0 | 0 | 0 | 0 | 0 | 0.003915 | 0.027937
1992 | 79.25 | 0 | 0 | 0 | 0 | 0 | 0 | 0.019575 | 0.035919
1992 | 79.2604 | 0 | 0 | 0 | 0 | 0 | 0 | 0.00783 | -0.015964
1992 | 79.2708 | 0 | 0 | 0 | 0 | 0 | 0 | 0.003915 | 0.011973
1992 | 79.2813 | 0 | 0 | 0 | 0 | 0 | 0 | -0.003915 | 0.027937
1992 | 79.2917 | 0 | 0 | 0 | 0 | 0 | 0 | 0.03132 | 0.019955
1992 | 79.3021 | 0 | 0 | 0 | 0 | 0 | 0 | 0.003915 | 0.015964
1992 | 79.3125 | 0 | 0.03991 | 0 | 0 | 0 | 0 | 0.01566 | 0.019955
1992 | 79.3229 | 0 | 0 | 0 | 0 | 0 | 0 | 0.019575 | 0.015964
1992 | 79.3333 | 0 | 0 | 0 | 0 | 0 | 0 | 0.019575 | -0.003991
1992 | 79.3438 | 0 | 0 | 0 | 0 | 0 | 0 | 0.01566 | 0.03991
1992 | 79.3542 | 0 | 0 | 0 | 0 | 0 | 0 | 0.027405 | 0.007982
1992 | 79.3646 | 0 | 0 | 0 | 0 | 0 | 0 | 0.019575 | 0.031928
1992 | 79.375 | 0 | 0 | 0 | 0 | 0 | 0 | 0.02349 | 0.019955
1992 | 79.3854 | 0 | 0 | 0 | 0 | 0 | 0 | 0.043065 | 0.03991
1992 | 79.3958 | 0 | 0 | 0 | 0 | 0 | 0 | 0.035235 | 0.015964
1992 | 79.4063 | 0 | 0 | 0 | 0 | 0 | 0 | 0.03915 | 0.30731
1992 | 79.4167 | 0 | 0 | 0 | 0 | 0 | 0 | 0.05481 | -0.13969
1992 | 79.4271 | 0 | 0 | 0 | 0 | 0 | 0 | 0.074385 | 0.007982
1992 | 79.4375 | 0 | 0 | 0 | 0 | 0 | 0 | 0.066555 | 0.10776
1992 | 79.4479 | 0 | 0 | 0 | 0 | 0 | 0 | 0.07047 | 0.12372
1992 | 79.4583 | 0 | 0 | 0 | 0 | 0 | 0 | 0.066555 | 0.071838
1992 | 79.4688 | 0 | 0 | 0 | 0 | 0 | 0 | 0.097875 | 0.091793
1992 | 79.4792 | 0 | 0 | 0 | 0 | 0 | 0 | 0.07047 | 0.07982
1992 | 79.4896 | 0 | 0 | 0 | 0 | 0 | 0 | 0.090045 | 0.099775
1992 | 79.5 | 0 | 0 | 0 | 0 | 0 | 0 | 0.10571 | 0.091793
1992 | 79.5104 | 0 | 0 | 0 | 0 | 5.6924 | 0 | 0.02349 | 0.091793
1992 | 79.5208 | 0 | 0 | 0 | 0 | 24.7819 | 0 | 0 | 0.10776
1992 | 79.5313 | 0 | 0 | 0 | 0 | 2.5996 | 0 | 0.043065 | 0.10377
1992 | 79.5417 | 0 | 0 | 0 | 0 | 0 | 0 | 0.11353 | 0.10776
1992 | 79.5521 | 0 | 0 | 0 | 0 | 0 | 0 | 0.1292 | 0.11574
1992 | 79.5625 | 0 | 0 | 0 | 0 | 0 | 0 | 0.10962 | 0.11175
1992 | 79.5729 | 0 | 0 | 0 | 0 | 0 | 0 | 0.12528 | 0.12372
1992 | 79.5833 | 0 | 0 | 0 | 0 | 0 | 0 | 0.13311 | 0.099775
1992 | 79.5938 | 0 | 0 | 0 | 0 | 0 | 0 | 0.12528 | 0.11973
1992 | 79.6042 | 0 | 0 | 0 | 0 | 0 | 0 | 0.11353 | 0.1317
1992 | 79.6146 | 0 | 0 | 0 | 0 | 0 | 0 | 0.10571 | 0.12771
1992 | 79.625 | 0 | 0 | 0 | 0 | 0 | 0 | 0.11354 | 0.071838
1992 | 79.6354 | 0 | 0 | 0 | 0 | 0 | 0 | 0.10179 | 0.095784
1992 | 79.6458 | 0 | 0 | 0 | 0 | 0 | 0 | 0.097875 | 0.12771
1992 | 79.6563 | 0 | 0 | 0 | 0 | 0 | 0 | 0.12528 | 0.063856
1992 | 79.6667 | 0 | 0 | 0 | 0 | 0 | 0 | 0.08613 | 0.099775
1992 | 79.6771 | 0 | 0 | 0 | 0 | 0 | 0 | 0.12136 | 0.091793
1992 | 79.6875 | 0 | 0 | 0 | 0 | 0 | 0 | 0.09396 | 0.095784
1992 | 79.6979 | 0 | 0 | 0 | 0 | 0 | 0 | 0.1057 | 0.07982
1992 | 79.7083 | 0 | 0 | 0 | 0 | 0 | 0 | 0.07047 | 0.071838
1992 | 79.7188 | 0 | 0 | 0 | 0 | 0 | 0 | 0.07047 | 0.059865
1992 | 79.7292 | 0 | 0 | 0 | 0 | 0 | 0 | 0.074385 | 0.07982
1992 | 79.7396 | 0 | 0 | 0 | 0 | 0 | 0 | 0.074385 | 0.051883
1992 | 79.75 | 0 | 0 | 0 | 0 | 0 | 0 | 0.058725 | 0.063856
1992 | 79.7604 | 0 | 0 | 0 | 0 | 0 | 0 | 0.043065 | 0.035919
1992 | 79.7708 | 0 | 0.03991 | 0 | 0 | 0 | 0 | 0.03132 | 0.043901
1992 | 79.7813 | 0 | 0 | 0 | 0 | 0 | 0 | 0.019575 | 0.019955
1992 | 79.7917 | 0 | 0 | 0 | 0 | 0 | 0 | 0.019575 | 0.019955
1992 | 79.8021 | 0 | 0 | 0 | 0 | 0 | 0 | 0.00783 | 0.027937
1992 | 79.8125 | 0 | 0 | 0 | 0 | 0 | 0 | 0.02349 | -0.015964
1992 | 79.8229 | 0 | 0.031928 | 0 | 0 | 0 | 0 | 0.02349 | 0.023946
1992 | 79.8333 | 0 | 0 | 0 | 0 | 0 | 0 | 0.01566 | 0.099775
1992 | 79.8438 | 0 | 0 | 0 | 0 | 0 | 0 | 0.02349 | -0.003991
1992 | 79.8542 | 0 | 0 | 0 | 0 | 0 | 0 | 0.02349 | -0.011973
1992 | 79.8646 | 0 | 0 | 0 | 0 | 0 | 0 | 0.027405 | 0
1992 | 79.875 | 0 | 0 | 0 | 0 | 0 | 0 | 0.011745 | 0.027937
1992 | 79.8854 | 0 | 0 | 0 | 0 | 0 | 0 | 0.01566 | 0.015964
1992 | 79.8958 | 0 | 0 | 0 | 0 | 0 | 0 | 0.02349 | 0.003991
1992 | 79.9063 | 0 | 0 | 0 | 0 | 0 | 0 | 0.019575 | -0.023946
1992 | 79.9167 | 0 | 0 | 0 | 0 | 0 | 0 | 0.019575 | 0.055874
1992 | 79.9271 | 0 | 0 | 0 | 0 | 0 | 0 | 0.01566 | 0
1992 | 79.9375 | 0 | 0 | 0 | 0 | 0 | 0 | 0.043065 | 0.007982
1992 | 79.9479 | 0 | 0 | 0 | 0 | 0 | 0 | 0.003915 | 0.043901
1992 | 79.9583 | 0 | 0 | 0 | 0 | 0 | 0 | 0.011745 | 0
1992 | 79.9688 | 0 | 0.015964 | 0 | 0 | 0 | 0 | 0.00783 | 0.007982
1992 | 79.9792 | 0 | 0 | 0 | 0 | 0 | 0 | 0.027405 | 0.007982
1992 | 79.9896 | 0 | 0 | 0 | 0 | 0 | 0 | 0.011745 | 0.015964
1992 | 80 | 0 | 0 | 0 | 0 | 0 | 0 | 0.019575 | 0.011973
1992 | 80.0104 | 0 | 0 | 0 | 0 | 0 | 0 | 0 | -0.003991
1992 | 80.0208 | 0 | 0 | 0 | 0 | 0 | 0 | 0.01566 | 0.019955
1992 | 80.0313 | 0 | 0 | 0 | 0 | 0 | 0 | 0.00783 | 0
1992 | 80.0417 | 0 | 0 | 0 | 0 | 0 | 0 | 0.003915 | 0.007982
1992 | 80.0521 | 0 | 0 | 0 | 0 | 0 | 0 | -0.003915 | 0.027937
1992 | 80.0625 | 0 | 0 | 0 | 0 | 0 | 0 | 0.003915 | -0.023946
1992 | 80.0729 | 0 | 0 | 0 | 0 | 0 | 0 | 0.00783 | -0.003991
1992 | 80.0833 | 0.00783 | 0 | 0 | 0 | 0 | 0 | 0 | -0.007982
1992 | 80.0938 | 0 | 0 | 0 | 0 | 0 | 0 | 0.00783 | 0.007982
1992 | 80.1042 | 0 | 0 | 0 | 0 | 0 | 0 | 0.003915 | 0.003991
1992 | 80.1146 | 0 | 0 | 0 | 0 | 0 | 0 | 0.003915 | -0.003991
1992 | 80.125 | 0 | 0 | 0 | 0 | 0 | 0 | -0.003915 | 0.019955
1992 | 80.1354 | 0 | 0 | 0 | 0 | 0 | 0 | 0.003915 | -0.011973
1992 | 80.1458 | 0 | 0 | 0 | 0 | 0 | 0 | 0 | -0.019955
1992 | 80.1563 | 0.00783 | 0.015964 | 0 | 0 | 0 | 0 | 0.003915 | 0.023946
1992 | 80.1667 | 0 | 0 | 0 | 0 | 0 | 0 | 0.003915 | 0.007982
1992 | 80.1771 | 0.00783 | 0 | 0 | 0 | 0 | 0 | 0.00783 | -0.007982
1992 | 80.1875 | 0 | 0 | 0 | 0 | 0 | 0 | -0.011745 | 0
1992 | 80.1979 | 0 | 0 | 0 | 0 | 0 | 0 | -0.003915 | 0.003991
1992 | 80.2083 | 0 | 0 | 0 | 0 | 0 | 0 | 0.00783 | -0.007982
1992 | 80.2188 | 0.01566 | 0 | 0 | 0 | 0 | 0 | 0.011745 | 0.011973
1992 | 80.2292 | 0 | 0 | 0 | 0 | 0 | 0 | 0.00783 | 0
1992 | 80.2396 | 0 | 0.015964 | 0 | 0 | 0 | 0 | 0.003915 | 0.011973
1992 | 80.25 | 0.00783 | 0 | 0 | 0 | 0 | 0 | 0 | -0.003991
1992 | 80.2604 | 0 | 0 | 0 | 0 | 0 | 0 | 0 | 0.007982
1992 | 80.2708 | 0 | 0 | 0 | 0 | 0 | 0 | 0.00783 | 0.03991
1992 | 80.2813 | 0.01566 | 0.063856 | 0 | 0 | 0 | 0 | 0.003915 | 0.003991
1992 | 80.2917 | 0 | 0 | 0 | 0 | 0 | 0 | -0.003915 | 0.011973
1992 | 80.3021 | 0 | 0 | 0 | 0 | 0 | 0 | 0.003915 | 0
1992 | 80.3125 | 0 | 0.007982 | 0 | 0 | 0 | 0 | 0 | -0.003991
1992 | 80.3229 | 0 | 0 | 0 | 0 | 0 | 0 | 0.003915 | 0.003991
1992 | 80.3333 | 0 | 0 | 0 | 0 | 0 | 0 | 0 | 0.015964
1992 | 80.3438 | 0.00783 | 0.047892 | 0 | 0 | 0 | 0 | 0.003915 | 0.047892
1992 | 80.3542 | 0 | 0 | 0 | 0 | 0 | 0 | 0 | -0.011973
1992 | 80.3646 | 0 | 0 | 0 | 0 | 0 | 0 | 0.00783 | 0.015964
1992 | 80.375 | 0 | 0 | 0 | 0 | 0 | 0 | 0.02349 | 0.031928
1992 | 80.3854 | 0 | 0 | 0 | 0 | 0 | 0 | 0.043065 | 0.031928
1992 | 80.3958 | 0 | 0 | 0 | 0 | 0 | 0 | 0.04698 | 0.043901
1992 | 80.4063 | 0 | 0 | 0 | 0 | 0 | 0 | 0.050895 | 0.047892
1992 | 80.4167 | 0 | 0 | 0 | 0 | 0 | 0 | 0.05481 | 0.019955
1992 | 80.4271 | 0 | 0 | 0 | 0 | 0 | 0 | 0.09396 | 0.075829
1992 | 80.4375 | 0 | 0 | 0 | 0 | 0 | 0 | 0.04698 | 0.083811
1992 | 80.4479 | 0 | 0 | 0 | 0 | 0 | 0 | 0.08613 | 0.071838
1992 | 80.4583 | 0 | 0 | 0 | 0 | 0 | 0 | 0.10179 | 0.10776
1992 | 80.4688 | 0 | 0 | 0 | 0 | 0 | 0 | 0.090045 | 0.07982
1992 | 80.4792 | 0 | 0 | 0 | 0 | 0 | 0 | 0.11745 | 0.067847
1992 | 80.4896 | 0 | 0 | 0 | 0 | 0 | 0 | 0.09396 | 0.12372
1992 | 80.5 | 0 | 0 | 0 | 0 | 0 | 0 | 0.12528 | 0.14767
1992 | 80.5104 | 0 | 0 | 0 | 0 | 0 | 0 | 0.14877 | 0.11574
1992 | 80.5208 | 0 | 0 | 0 | 0 | 0 | 0 | 0.12528 | 0.14368
1992 | 80.5313 | 0 | 0 | 0 | 0 | 0 | 0 | 0.14486 | 0.1317
1992 | 80.5417 | 0 | 0 | 0 | 0 | 0 | 0 | 0.16443 | 0.15964
1992 | 80.5521 | 0 | 0 | 0 | 0 | 0 | 0 | 0.14877 | 0.15964
1992 | 80.5625 | 0 | 0 | 0 | 0 | 0 | 0 | 0.1566 | 0.12372
1992 | 80.5729 | 0 | 0 | 0 | 0 | 0 | 0 | 0.16443 | 0.1796
1992 | 80.5833 | 0 | 0 | 0 | 0 | 0 | 0 | 0.16443 | 0.15565
1992 | 80.5938 | 0 | 0 | 0 | 0 | 0 | 0 | 0.13311 | 0.15964
1992 | 80.6042 | 0 | 0 | 0 | 0 | 0 | 0 | 0.18009 | 0.16762
1992 | 80.6146 | 0 | 0 | 0 | 0 | 0 | 0 | 0.16835 | 0.17959
1992 | 80.625 | 0 | 0 | 0 | 0 | 0 | 0 | 0.16051 | 0.10776
1992 | 80.6354 | 0 | 0 | 0 | 0 | 0 | 0 | 0.17618 | 0.1796
1992 | 80.6458 | 0 | 0 | 0 | 0 | 0 | 0 | 0.12136 | 0.14368
1992 | 80.6563 | 0 | 0 | 0 | 0 | 0 | 0 | 0.16443 | 0.12771
1992 | 80.6667 | 0 | 0 | 0 | 0 | 0 | 0 | 0.14486 | 0.1317
1992 | 80.6771 | 0 | 0 | 0 | 0 | 0 | 0 | 0.15268 | 0.14368
1992 | 80.6875 | 0 | 0 | 0 | 0 | 0 | 0 | 0.13311 | 0.10377
1992 | 80.6979 | 0 | 0 | 0 | 0 | 0 | 0 | 0.11745 | 0.13569
1992 | 80.7083 | 0 | 0 | 0 | 0 | 0 | 0 | 0.12137 | 0.075829
1992 | 80.7188 | 0 | 0 | 0 | 0 | 0 | 0 | 0.10962 | 0.11574
1992 | 80.7292 | 0 | 0 | 0 | 0 | 0 | 0 | 0.10179 | 0.063856
1992 | 80.7396 | 0 | 0 | 0 | 0 | 0 | 0 | 0.10179 | 0.13968
1992 | 80.75 | 0 | 0 | 0 | 0 | 0 | 0 | 0.082215 | 0.011973
1992 | 80.7604 | 0 | 0 | 0 | 0 | 0 | 0 | 0.066555 | 0.059865
1992 | 80.7708 | 0 | 0 | 0 | 0 | 0 | 0 | 0.043065 | 0.059865
1992 | 80.7813 | 0 | 0 | 0 | 0 | 0 | 0 | 0.043065 | 0.03991
1992 | 80.7917 | 0 | 0 | 0 | 0 | 0 | 0 | 0.019575 | 0.007982
1992 | 80.8021 | 0 | 0 | 0 | 0 | 0 | 0 | 0.027405 | 0.019955
1992 | 80.8125 | 0 | 0 | 0 | 0 | 0 | 0 | 0.00783 | 0.023946
1992 | 80.8229 | 0 | 0 | 0 | 0 | 0 | 0 | 0.02349 | 0.003991
1992 | 80.8333 | 0 | 0 | 0 | 0 | 0 | 0 | 0.03132 | 0.007982
1992 | 80.8438 | 0 | 0 | 0 | 0 | 0 | 0 | 0.003915 | 0.047892
1992 | 80.8542 | 0 | 0 | 0 | 0 | 0 | 0 | 0.027405 | -0.007982
1992 | 80.8646 | 0 | 0 | 0 | 0 | 0 | 0 | 0.035235 | 0.019955
1992 | 80.875 | 0 | 0 | 0 | 0 | 0 | 0 | 0.02349 | 0.035919
1992 | 80.8854 | 0 | 0 | 0 | 0 | 0 | 0 | 0.02349 | 0.003991
1992 | 80.8958 | 0 | 0 | 0 | 0 | 0 | 0 | 0.027405 | 0
1992 | 80.9063 | 0 | 0 | 0 | 0 | 0 | 0 | 0.019575 | 0.031928
1992 | 80.9167 | 0 | 0 | 0 | 0 | 0 | 0 | 0.019575 | 0.043901
1992 | 80.9271 | 0 | 0 | 0 | 0 | 0 | 0 | 0.03132 | -0.015964
1992 | 80.9375 | 0 | 0 | 0 | 0 | 0 | 0 | 0.011745 | 0.027937
1992 | 80.9479 | 0 | 0 | 0 | 0 | 0 | 0 | 0.019575 | 0.003991
1992 | 80.9583 | 0 | 0.007982 | 0 | 0 | 0 | 0 | 0.011745 | 0.015964
1992 | 80.9688 | 0 | 0 | 0 | 0 | 0 | 0 | 0.003915 | 0.011973
1992 | 80.9792 | 0 | 0 | 0 | 0 | 0 | 0 | 0.02349 | -0.003991
1992 | 80.9896 | 0 | 0.007982 | 0 | 0 | 0 | 0 | 0.00783 | 0.027937
1992 | 81 | 0 | 0.023946 | 0 | 0 | 0 | 0 | 0.05481 | 0
1992 | 81.0104 | 0 | 0 | 0 | 0 | 0 | 0 | -0.01566 | 0.03991
1992 | 81.0208 | 0 | 0 | 0 | 0 | 0 | 0 | 0.011745 | 0.015964
1992 | 81.0313 | 0 | 0.015964 | 0 | 0 | 0 | 0 | 0.02349 | 0.011973
1992 | 81.0417 | 0 | 0 | 0 | 0 | 0 | 0 | 0 | 0.023946
1992 | 81.0521 | 0.00783 | 0 | 0 | 0 | 0 | 0 | 0.003915 | -0.003991
1992 | 81.0625 | 0 | 0 | 0 | 0 | 0 | 0 | 0.019575 | 0.015964
1992 | 81.0729 | 0 | 0.015964 | 0 | 0 | 0 | 0 | 0.003915 | 0.003991
1992 | 81.0833 | 0 | 0 | 0 | 0 | 0 | 0 | 0.011745 | 0.011973
1992 | 81.0938 | 0 | 0.007982 | 0 | 0 | 0 | 0 | 0.019575 | 0.011973
1992 | 81.1042 | 0 | 0 | 0 | 0 | 0 | 0 | 0 | 0.023946
1992 | 81.1146 | 0 | 0.015964 | 0 | 0 | 0 | 0 | 0.00783 | 0.007982
1992 | 81.125 | 0 | 0 | 0 | 0 | 0 | 0 | 0 | 0.011973
1992 | 81.1354 | 0 | 0 | 0 | 0 | 0 | 0 | 0.00783 | -0.003991
1992 | 81.1458 | 0.00783 | 0 | 0 | 0 | 0 | 0 | 0.00783 | 0
1992 | 81.1563 | 0 | 0 | 0 | 0 | 0 | 0 | 0 | 0
1992 | 81.1667 | 0 | 0 | 0 | 0 | 0 | 0 | 0 | 0.011973
1992 | 81.1771 | 0.00783 | 0 | 0 | 0 | 0 | 0 | 0.00783 | 0
1992 | 81.1875 | 0 | 0 | 0 | 0 | 0 | 0 | 0 | -0.011973
1992 | 81.1979 | 0.00783 | 0 | 0 | 0 | 0 | 0 | 0 | 0.003991
1992 | 81.2083 | 0 | 0 | 0 | 0 | 0 | 0 | 0 | 0.007982
1992 | 81.2188 | 0.00783 | 0.007982 | 0 | 0 | 0 | 0 | 0 | 0.007982
1992 | 81.2292 | 0 | 0 | 0 | 0 | 0 | 0 | 0 | -0.011973
1992 | 81.2396 | 0.00783 | 0 | 0 | 0 | 0 | 0 | 0 | 0.011973
1992 | 81.25 | 0 | 0 | 0 | 0 | 0 | 0 | 0.003915 | -0.007982
1992 | 81.2604 | 0.00783 | 0.023946 | 0 | 0 | 0 | 0 | 0.00783 | 0.011973
1992 | 81.2708 | 0 | 0 | 0 | 0 | 0 | 0 | -0.003915 | 0.019955
1992 | 81.2813 | 0.00783 | 0 | 0 | 0 | 0 | 0 | 0 | -0.003991
1992 | 81.2917 | 0 | 0.007982 | 0 | 0 | 0 | 0 | 0.00783 | 0.003991
1992 | 81.3021 | 0.00783 | 0 | 0 | 0 | 0 | 0 | -0.011745 | 0.011973
1992 | 81.3125 | 0 | 0.031928 | 0 | 0 | 0 | 0 | 0.003915 | 0.007982
1992 | 81.3229 | 0 | 0 | 0 | 0 | 0 | 0 | -1.4211e-14 | 0.003991
1992 | 81.3333 | 0 | 0 | 0 | 0 | 0 | 0 | 0.03132 | 0.011973
1992 | 81.3438 | 0 | 0.007982 | 0 | 0 | 0 | 0 | 0.011745 | 0.023946
1992 | 81.3542 | 0 | 0 | 0 | 0 | 0 | 0 | 0.027405 | 0.031928
1992 | 81.3646 | 0 | 0 | 0 | 0 | 0 | 0 | 0.035235 | 0.027937
1992 | 81.375 | 0 | 0 | 0 | 0 | 0 | 0 | 0.05481 | 0.03991
1992 | 81.3854 | 0 | 0 | 0 | 0 | 0 | 0 | 0.05481 | 0.063856
1992 | 81.3958 | 0 | 0 | 0 | 0 | 0 | 0 | 0.09396 | 0.087802
1992 | 81.4063 | 0 | 0 | 0 | 0 | 0 | 0 | 0.11353 | 0.075829
1992 | 81.4167 | 0 | 0 | 0 | 0 | 0 | 0 | 0.10571 | 0.11574
1992 | 81.4271 | 0 | 0 | 0 | 0 | 0 | 0 | 0.13702 | 0.11175
1992 | 81.4375 | 0 | 0 | 0 | 0 | 0 | 0 | 0.18009 | 0.1796
1992 | 81.4479 | 0 | 0 | 0 | 0 | 0 | 0 | 0.1566 | 0.12372
1992 | 81.4583 | 0 | 0 | 0 | 0 | 0 | 0 | 0.17618 | 0.14368
1992 | 81.4688 | 0 | 0 | 0 | 0 | 0 | 0 | 0.18792 | 0.20354
1992 | 81.4792 | 0 | 0 | 0 | 0 | 0 | 0 | 0.19183 | 0.18359
1992 | 81.4896 | 0 | 0 | 0 | 0 | 0 | 0 | 0.21141 | 0.14368
1992 | 81.5 | 0 | 0 | 0 | 0 | 0 | 0 | 0.22707 | 0.19955
1992 | 81.5104 | 0 | 0 | 0 | 0 | 0 | 0 | 0.19967 | 0.19556
1992 | 81.5208 | 0 | 0 | 0 | 0 | 0 | 0 | 0.24273 | 0.20753
1992 | 81.5313 | 0 | 0 | 0 | 0 | 0 | 0 | 0.25447 | 0.18758
1992 | 81.5417 | 0 | 0 | 0 | 0 | 0 | 0 | 0.20358 | 0.19955
1992 | 81.5521 | 0 | 0 | 0 | 0 | 0 | 0 | 0.23098 | 0.17959
1992 | 81.5625 | 0 | 0 | 0 | 0 | 0 | 0 | 0.184 | 0.23547
1992 | 81.5729 | 0 | 0 | 0 | 0 | 0 | 0 | 0.24273 | 0.17161
1992 | 81.5833 | 0 | 0 | 0 | 0 | 0 | 0 | 0.2349 | 0.1796
1992 | 81.5938 | 0 | 0 | 0 | 0 | 0 | 0 | 0.24665 | 0.20753
1992 | 81.6042 | 0 | 0 | 0 | 0 | 0 | 0 | 0.27797 | 0.18359
1992 | 81.6146 | 0 | 0 | 0 | 0 | 0 | 0 | 0.20749 | 0.19955
1992 | 81.625 | 0 | 0 | 0 | 0 | 0 | 0 | 0.2349 | 0.15565
1992 | 81.6354 | 0 | 0 | 0 | 0 | 0 | 0 | 0.20749 | 0.16762
1992 | 81.6458 | 0 | 0 | 0 | 0 | 0 | 0 | 0.21141 | 0.15964
1992 | 81.6563 | 0 | 0 | 0 | 0 | 0 | 0 | 0.18009 | 0.15565
1992 | 81.6667 | 0 | 0 | 0 | 0 | 0 | 0 | 0.18009 | 0.18359
1992 | 81.6771 | 0 | 0 | 0 | 0 | 0 | 0 | 0.1566 | 0.11973
1992 | 81.6875 | 0 | 0 | 0 | 0 | 0 | 0 | 0.16835 | 0.071838
1992 | 81.6979 | 0 | 0 | 0 | 0 | 0 | 0 | 0.14094 | 0.12771
1992 | 81.7083 | 0 | 0 | 0 | 0 | 0 | 0 | 0.12137 | 0.12372
1992 | 81.7188 | 0 | 0 | 0 | 0 | 0 | 0 | 0.10962 | 0.10776
1992 | 81.7292 | 0 | 0 | 0 | 0 | 0 | 0 | 0.11354 | 0.075829
1992 | 81.7396 | 0 | 0 | 0 | 0 | 0 | 0 | 0.090045 | 0.051883
1992 | 81.75 | 0 | 0 | 0 | 0 | 0 | 0 | 0.0783 | 0.03991
1992 | 81.7604 | 0 | 0 | 0 | 0 | 0 | 0 | 0.06264 | 0.07982
1992 | 81.7708 | 0 | 0 | 0 | 0 | 0 | 0 | 0.043065 | 0.035919
1992 | 81.7813 | 0 | 0 | 0 | 0 | 0 | 0 | 0.050895 | 0.035919
1992 | 81.7917 | 0 | 0 | 0 | 0 | 0 | 0 | 0.04698 | 0.03991
1992 | 81.8021 | 0 | 0.063856 | 0 | 0 | 0 | 0 | 0.019575 | 0.07982
1992 | 81.8125 | 0 | 0.015964 | 0 | 0 | 0 | 0 | 0.02349 | -0.011973
1992 | 81.8229 | 0 | 0 | 0 | 0 | 0 | 0 | 0.02349 | 0.031928
1992 | 81.8333 | 0 | 0 | 0 | 0 | 0 | 0 | 0.04698 | 0.015964
1992 | 81.8438 | 0 | 0 | 0 | 0 | 0 | 0 | 0.019575 | 0.047892
1992 | 81.8542 | 0.00783 | 0.015964 | 0 | 0 | 0 | 0 | 0 | -0.007982
1992 | 81.8646 | 0 | 0 | 0 | 0 | 0 | 0 | 0.027405 | 0.011973
1992 | 81.875 | 0.00783 | 0 | 0 | 0 | 0 | 0 | 0.00783 | 0.027937
1992 | 81.8854 | 0 | 0 | 0 | 0 | 0 | 0 | 0.03132 | 0.003991
1992 | 81.8958 | 0 | 0 | 0 | 0 | 0 | 0 | 0.02349 | 0.011973
1992 | 81.9063 | 0 | 0 | 0 | 0 | 0 | 0 | 0.003915 | 0
1992 | 81.9167 | 0 | 0 | 0 | 0 | 0 | 0 | 0.035235 | 0.059865
1992 | 81.9271 | 0 | 0.015964 | 0 | 0 | 0 | 0 | 0.01566 | 0
1992 | 81.9375 | 0 | 0 | 0 | 0 | 0 | 0 | 0.03132 | -0.003991
1992 | 81.9479 | 0 | 0 | 0 | 0 | 0 | 0 | -0.003915 | 0.003991
1992 | 81.9583 | 0 | 0 | 0 | 0 | 0 | 0 | 0.011745 | 0.075829
1992 | 81.9688 | 0 | 0 | 0 | 0 | 0 | 0 | 0.05481 | -0.03991
1992 | 81.9792 | 0 | 0 | 0 | 0 | 0 | 0 | -0.00783 | 0.051883
1992 | 81.9896 | 0 | 0 | 0 | 0 | 0 | 0 | 0.01566 | -0.007982
1992 | 82 | 0 | 0 | 0 | 0 | 0 | 0 | -0.01566 | 0.007982
1992 | 82.0104 | 0 | 0 | 0 | 0 | 0 | 0 | 0.01566 | 0.019955
1992 | 82.0208 | 0 | 0 | 0 | 0 | 0 | 0 | 0.00783 | 0
1992 | 82.0313 | 0 | 0 | 0 | 0 | 0 | 0 | 0.02349 | 0.011973
1992 | 82.0417 | 0 | 0 | 0 | 0 | 0 | 0 | 0.02349 | -0.003991
1992 | 82.0521 | 0 | 0 | 0 | 0 | 0 | 0 | 0.011745 | 0.031928
1992 | 82.0625 | 0 | 0 | 0 | 0 | 0 | 0 | 0.003915 | 0.043901
1992 | 82.0729 | 0 | 0.055874 | 0 | 0 | 0 | 0 | 0.027405 | 0.007982
1992 | 82.0833 | 0 | 0 | 0 | 0 | 0 | 0 | 0.03915 | 0.007982
1992 | 82.0938 | 0 | 0 | 0 | 0 | 0 | 0 | -0.00783 | 0.011973
1992 | 82.1042 | 0 | 0 | 0 | 0 | 0 | 0 | 0.019575 | 0.007982
1992 | 82.1146 | 0 | 0 | 0 | 0 | 0 | 0 | -0.003915 | 0.003991
1992 | 82.125 | 0 | 0 | 0 | 0 | 0 | 0 | 0.02349 | 0.031928
1992 | 82.1354 | 0 | 0 | 0 | 0 | 0 | 0 | 0.035235 | 0.019955
1992 | 82.1458 | 0 | 0 | 0 | 0 | 0 | 0 | -0.02349 | 0.003991
1992 | 82.1563 | 0 | 0 | 0 | 0 | 0 | 0 | 0.03132 | 0.015964
1992 | 82.1667 | 0 | 0 | 0 | 0 | 0 | 0 | 0.003915 | -0.003991
1992 | 82.1771 | 0.01566 | 0 | 0 | 0 | 0 | 0 | 0.00783 | -0.007982
1992 | 82.1875 | 0 | 0 | 0 | 0 | 0 | 0 | 0.02349 | 0.007982
1992 | 82.1979 | 0 | 0 | 0 | 0 | 0 | 0 | 0.019575 | -0.003991
1992 | 82.2083 | 0 | 0 | 0 | 0 | 0 | 0 | 0.003915 | 0.031928
1992 | 82.2188 | 0 | 0 | 0 | 0 | 0 | 0 | 0.01566 | 0.007982
1992 | 82.2292 | 0 | 0 | 0 | 0 | 0 | 0 | 0.003915 | 0.011973
1992 | 82.2396 | 0 | 0.047892 | 0 | 0 | 0 | 0 | 0.043065 | 0.051883
1992 | 82.25 | 0 | 0 | 0 | 0 | 0 | 0 | 0.00783 | 0.007982
1992 | 82.2604 | 0 | 0 | 0 | 0 | 0 | 0 | 0.00783 | 0.031928
1992 | 82.2708 | 0 | 0 | 0 | 0 | 0 | 0 | 0.01566 | -0.035919
1992 | 82.2813 | 0 | 0 | 0 | 0 | 0 | 0 | 0.003915 | 0.027937
1992 | 82.2917 | 0 | 0 | 0 | 0 | 0 | 0 | 0.027405 | 0.011973
1992 | 82.3021 | 0 | 0 | 0 | 0 | 0 | 0 | 0 | 0.015964
1992 | 82.3125 | 0 | 0.063856 | 0 | 0 | 0 | 0 | 0.01566 | 0.063856
1992 | 82.3229 | 0 | 0 | 0 | 0 | 0 | 0 | 0.00783 | 0
1992 | 82.3333 | 0 | 0 | 0 | 0 | 0 | 0 | 0.00783 | 0.027937
1992 | 82.3438 | 0 | 0.023946 | 0 | 0 | 0 | 0 | 0.01566 | 0.007982
1992 | 82.3542 | 0 | 0 | 0 | 0 | 0 | 0 | 0.01566 | 0.023946
1992 | 82.3646 | 0 | 0 | 0 | 0 | 0 | 0 | 0.019575 | 0.003991
1992 | 82.375 | 0 | 0 | 0 | 0 | 0 | 0 | 0.027405 | 0.007982
1992 | 82.3854 | 0 | 0 | 0 | 0 | 0 | 0 | 0.003915 | 0.027937
1992 | 82.3958 | 0 | 0 | 0 | 0 | 0 | 0 | 0.00783 | 0.03991
1992 | 82.4063 | 0 | 0.031928 | 0 | 0 | 0 | 0 | 0.03915 | 0.055874
1992 | 82.4167 | 0 | 0 | 0 | 0 | 0 | 0 | 0.03915 | -0.011973
1992 | 82.4271 | 0 | 0 | 0 | 0 | 0 | 0 | 0.035235 | 0.063856
1992 | 82.4375 | 0 | 0 | 0 | 0 | 0 | 0 | 0.03132 | 0.019955
1992 | 82.4479 | 0 | 0 | 0 | 0 | 0 | 0 | 0.03132 | 0.051883
1992 | 82.4583 | 0 | 0 | 0 | 0 | 0 | 0 | 0.050895 | 0.015964
1992 | 82.4688 | 0 | 0 | 0 | 0 | 0 | 0 | 0.043065 | 0.051883
1992 | 82.4792 | 0 | 0 | 0 | 0 | 0 | 0 | 0.05481 | 0.067847
1992 | 82.4896 | 0 | 0 | 0 | 0 | 0 | 0 | 0.074385 | 0.055874
1992 | 82.5 | 0 | 0 | 0 | 0 | 0 | 0 | 0.058725 | 0.043901
1992 | 82.5104 | 0 | 0 | 0 | 0 | 0 | 0 | 0.10571 | 0.087802
1992 | 82.5208 | 0 | 0 | 0 | 0 | 0 | 0 | 0.07047 | 0.091793
1992 | 82.5313 | 0 | 0 | 0 | 0 | 0 | 0 | 0.10962 | 0.075829
1992 | 82.5417 | 0 | 0 | 0 | 0 | 0 | 0 | 0.08613 | 0.095784
1992 | 82.5521 | 0 | 0 | 0 | 0 | 0 | 0 | 0.11353 | 0.087802
1992 | 82.5625 | 0 | 0 | 0 | 0 | 0 | 0 | 0.1057 | 0.12771
1992 | 82.5729 | 0 | 0 | 0 | 0 | 0 | 0 | 0.10962 | 0.091793
1992 | 82.5833 | 0 | 0 | 0 | 0 | 0 | 0 | 0.08613 | 0.11973
1992 | 82.5938 | 0 | 0 | 0 | 0 | 0 | 0 | 0.10571 | 0.10377
1992 | 82.6042 | 0 | 0 | 0 | 0 | 0 | 0 | 0.10962 | 0.10776
1992 | 82.6146 | 0 | 0 | 0 | 0 | 0 | 0 | 0.10179 | 0.099775
1992 | 82.625 | 0 | 0 | 0 | 0 | 0 | 0 | 0.10179 | 0.11175
1992 | 82.6354 | 0 | 0 | 0 | 0 | 0 | 0 | 0.09396 | 0.095784
1992 | 82.6458 | 0 | 0 | 0 | 0 | 0 | 0 | 0.082215 | 0.087802
1992 | 82.6563 | 0 | 0 | 0 | 0 | 0 | 0 | 0.09396 | 0.10377
1992 | 82.6667 | 0 | 0 | 0 | 0 | 0 | 0 | 0.066555 | 0.091793
1992 | 82.6771 | 0 | 0 | 0 | 0 | 0 | 0 | 0.074385 | 0.019955
1992 | 82.6875 | 0 | 0 | 0 | 0 | 0 | 0 | 0.03132 | 0.059865
1992 | 82.6979 | 0 | 0 | 0 | 0 | 0 | 0 | 1.4211e-14 | 0.035919
1992 | 82.7083 | 0 | 0 | 0 | 0 | 0 | 0 | 0.04698 | 0.027937
1992 | 82.7188 | 0 | 0 | 0 | 0 | 0 | 0 | 0.03132 | 0.019955
1992 | 82.7292 | 0 | 0 | 0 | 0 | 0 | 0 | 0.019575 | 0.043901
1992 | 82.7396 | 0 | 0 | 0 | 0 | 0 | 0 | 0.04698 | 0
1992 | 82.75 | 0 | 0 | 0 | 0 | 0 | 0 | 0.03132 | 0.051883
1992 | 82.7604 | 0 | 0 | 0 | 0 | 0 | 0 | 0.02349 | 0.031928
1992 | 82.7708 | 0 | 0 | 0 | 0 | 0 | 0 | 0.00783 | 0
1992 | 82.7813 | 0 | 0 | 0 | 0 | 0 | 0 | 0.011745 | 0
1992 | 82.7917 | 0 | 0 | 0 | 0 | 0 | 0 | 0.011745 | 0.019955
1992 | 82.8021 | 0 | 0 | 0 | 0 | 0 | 0 | -0.00783 | 0
1992 | 82.8125 | 0 | 0 | 0 | 0 | 0 | 0 | 0.00783 | 0.011973
1992 | 82.8229 | 0.00783 | 0 | 0 | 0 | 0 | 0 | 0.003915 | 0.003991
1992 | 82.8333 | 0 | 0 | 0 | 0 | 0 | 0 | 0.011745 | 0.015964
1992 | 82.8438 | 0 | 0 | 0 | 0 | 0 | 0 | -0.003915 | 0
1992 | 82.8542 | 0 | 0.007982 | 0 | 0 | 0 | 0 | 0.003915 | 0.011973
1992 | 82.8646 | 0 | 0 | 0 | 0 | 0 | 0 | 0.003915 | 0
1992 | 82.875 | 0 | 0 | 0 | 0 | 0 | 0 | 0.011745 | -0.003991
1992 | 82.8854 | 0 | 0 | 0 | 0 | 0 | 0 | 2.8422e-14 | 0.023946
1992 | 82.8958 | 0 | 0 | 0 | 0 | 0 | 0 | 0.003915 | -0.003991
1992 | 82.9063 | 0 | 0 | 0 | 0 | 0 | 0 | 0.00783 | 0.003991
1992 | 82.9167 | 0.01566 | 0 | 0 | 0 | 0 | 0 | 0.00783 | -0.003991
1992 | 82.9271 | 0 | 0 | 0 | 0 | 0 | 0 | 0.003915 | 0.007982
1992 | 82.9375 | 0 | 0.015964 | 0 | 0 | 0 | 0 | 0.003915 | 1.4211e-14
1992 | 82.9479 | 0 | 0 | 0 | 0 | 0 | 0 | -0.003915 | 0.011973
1992 | 82.9583 | 0 | 0 | 0 | 0 | 0 | 0 | 0.003915 | 0.011973
1992 | 82.9688 | 0 | 0.015964 | 0 | 0 | 0 | 0 | 0.00783 | 0.003991
1992 | 82.9792 | 0 | 0 | 0 | 0 | 0 | 0 | 0.003915 | 0.003991
1992 | 82.9896 | 0.00783 | 0 | 0 | 0 | 0 | 0 | 0 | 0.027937
1992 | 83 | 0 | 0 | 0 | 0 | 0 | 0 | 0.00783 | -0.003991
1992 | 83.0104 | 0 | 0 | 0 | 0 | 0 | 0 | 0 | -0.003991
1992 | 83.0208 | 0 | 0 | 0 | 0 | 0 | 0 | 0.00783 | 0.019955
1992 | 83.0313 | 0 | 0 | 0 | 0 | 0 | 0 | 0.00783 | -0.019955
1992 | 83.0417 | 0 | 0 | 0 | 0 | 0 | 0 | 0 | 0.019955
1992 | 83.0521 | 0 | 0 | 0 | 0 | 0 | 0 | 0.00783 | -0.003991
1992 | 83.0625 | 0 | 0 | 0 | 0 | 0 | 0 | 0 | 0
1992 | 83.0729 | 0 | 0 | 0 | 0 | 0 | 0 | 0.011745 | 0.003991
1992 | 83.0833 | 0 | 0 | 0 | 0 | 0 | 0 | -0.003915 | 0
1992 | 83.0938 | 0 | 0 | 0 | 0 | 0 | 0 | 0.003915 | 0.011973
1992 | 83.1042 | 0 | 0 | 0 | 0 | 0 | 0 | 0.003915 | 0
1992 | 83.1146 | 0 | 0 | 0 | 0 | 0 | 0 | 0.00783 | 0.011973
1992 | 83.125 | 0 | 0 | 0 | 0 | 0 | 0 | 0.011745 | 0.003991
1992 | 83.1354 | 0.00783 | 0 | 0 | 0 | 0 | 0 | 0.003915 | 0.015964
1992 | 83.1458 | 0 | 0 | 0 | 0 | 0 | 0 | 0.019575 | 0.003991
1992 | 83.1563 | 0 | 0 | 0 | 0 | 0 | 0 | -0.00783 | -0.011973
1992 | 83.1667 | 0 | 0 | 0 | 0 | 0 | 0 | 0.00783 | 0.007982
1992 | 83.1771 | 0 | 0 | 0 | 0 | 0 | 0 | 0 | 0.007982
1992 | 83.1875 | 0 | 0 | 0 | 0 | 0 | 0 | 0.01566 | 0.003991
1992 | 83.1979 | 0 | 0 | 0 | 0 | 0 | 0 | -0.003915 | 0
1992 | 83.2083 | 0 | 0 | 0 | 0 | 0 | 0 | 0.011745 | 0.003991
1992 | 83.2188 | 0 | 0 | 0 | 0 | 0 | 0 | -0.003915 | 0.007982
1992 | 83.2292 | 0 | 0 | 0 | 0 | 0 | 0 | 0.003915 | -0.003991
1992 | 83.2396 | 0 | 0 | 0 | 0 | 0 | 0 | 0 | 0
1992 | 83.25 | 0 | 0 | 0 | 0 | 0 | 0 | 0.003915 | 0.023946
1992 | 83.2604 | 0 | 0 | 0 | 0 | 0 | 0 | 0.003915 | -0.011973
1992 | 83.2708 | 0 | 0.007982 | 0 | 0 | 0 | 0 | 0.003915 | 0.007982
1992 | 83.2813 | 0 | 0 | 0 | 0 | 0 | 0 | 0.003915 | -0.011973
1992 | 83.2917 | 0 | 0 | 0 | 0 | 0 | 0 | -0.00783 | 0.031928
1992 | 83.3021 | 0 | 0 | 0 | 0 | 0 | 0 | 0.011745 | -0.015964
1992 | 83.3125 | 0 | 0 | 0 | 0 | 0 | 0 | 0.00783 | 0.007982
1992 | 83.3229 | 0 | 0 | 0 | 0 | 0 | 0 | 0.01566 | -0.015964
1992 | 83.3333 | 0 | 0 | 0 | 0 | 0 | 0 | 0.003915 | 0.03991
1992 | 83.3438 | 0 | 0 | 0 | 0 | 0 | 0 | 0.01566 | 0.015964
1992 | 83.3542 | 0 | 0 | 0 | 0 | 0 | 0 | 0.03915 | 0.003991
1992 | 83.3646 | 0 | 0 | 0 | 0 | 0 | 0 | 0.02349 | 0.055874
1992 | 83.375 | 0 | 0 | 0 | 0 | 0 | 0 | 0.058725 | 0.015964
1992 | 83.3854 | 0 | 0 | 0 | 0 | 0 | 0 | 0.03915 | 0.027937
1992 | 83.3958 | 0 | 0 | 0 | 0 | 0 | 0 | 0.043065 | 0.055874
1992 | 83.4063 | 0 | 0 | 0 | 0 | 0 | 0 | 0.082215 | 0.03991
1992 | 83.4167 | 0 | 0 | 0 | 0 | 0 | 0 | 0.027405 | 0.003991
1992 | 83.4271 | 0 | 0 | 0 | 0 | 0 | 0 | 0.035235 | 0.083811
1992 | 83.4375 | 0 | 0 | 0 | 0 | 0 | 0 | 0.05481 | 0.10776
1992 | 83.4479 | 0 | 0 | 0 | 0 | 1.66 | 0 | -0.01566 | 0.03991
1992 | 83.4583 | 0 | 0 | 0 | 0 | 21.9005 | 0 | 0 | 0.1317
1992 | 83.4688 | 0 | 0 | 0 | 0 | 0.73602 | 0 | 0.11745 | 0.10377
1992 | 83.4792 | 0 | 0 | 0 | 0 | 0 | 0 | 0.13311 | 0.11973
1992 | 83.4896 | 0 | 0 | 0 | 0 | 0 | 0 | 0.1566 | 0.099775
1992 | 83.5 | 0 | 0 | 0 | 0 | 0 | 0 | 0.17226 | 0.17161
1992 | 83.5104 | 0 | 0 | 0 | 0 | 0 | 0 | 0.17226 | 0.12771
1992 | 83.5208 | 0 | 0 | 0 | 0 | 0 | 0 | 0.20358 | 0.13569
1992 | 83.5313 | 0 | 0 | 0 | 0 | 0 | 0 | 0.19967 | 0.13569
1992 | 83.5417 | 0 | 0 | 0 | 0 | 0 | 0 | 0.15268 | 0.15166
1992 | 83.5521 | 0 | 0 | 0 | 0 | 0 | 0 | 0.22316 | 0.14368
1992 | 83.5625 | 0 | 0 | 0 | 0 | 0 | 0 | 0.18401 | 0.1796
1992 | 83.5729 | 0 | 0 | 0 | 0 | 0 | 0 | 0.18792 | 0.18758
1992 | 83.5833 | 0 | 0 | 0 | 0 | 0 | 0 | 0.21141 | 0.11574
1992 | 83.5938 | 0 | 0 | 0 | 0 | 0 | 0 | 0.1566 | 0.11973
1992 | 83.6042 | 0 | 0 | 0 | 0 | 0 | 0 | 0.19967 | 0.16762
1992 | 83.6146 | 0 | 0 | 0 | 0 | 0 | 0 | 0.16443 | 0.11973
1992 | 83.625 | 0 | 0 | 0 | 0 | 0 | 0 | 0.16835 | 0.10377
1992 | 83.6354 | 0 | 0 | 0 | 0 | 0 | 0 | 0.16835 | 0.16762
1992 | 83.6458 | 0 | 0 | 0 | 0 | 0 | 0 | 0.1566 | 0.099775
1992 | 83.6563 | 0 | 0 | 0 | 0 | 0 | 0 | 0.14486 | 0.10776
1992 | 83.6667 | 0 | 0 | 0 | 0 | 0 | 0 | 0.12528 | 0.095784
1992 | 83.6771 | 0 | 0 | 0 | 0 | 0 | 0 | 0.14094 | 0.11574
1992 | 83.6875 | 0 | 0 | 0 | 0 | 0 | 0 | 0.12919 | 0.099775
1992 | 83.6979 | 0 | 0 | 0 | 0 | 0 | 0 | 0.08613 | 0.07982
1992 | 83.7083 | 0 | 0 | 0 | 0 | 0 | 0 | 0.090045 | 0.043901
1992 | 83.7188 | 0 | 0 | 0 | 0 | 0 | 0 | 0.10962 | 0.075829
1992 | 83.7292 | 0 | 0 | 0 | 0 | 0 | 0 | 0.07047 | 0.087802
1992 | 83.7396 | 0 | 0 | 0 | 0 | 0 | 0 | 0.0783 | 0.031928
1992 | 83.75 | 0 | 0 | 0 | 0 | 0 | 0 | 0.05481 | 0.067847
1992 | 83.7604 | 0 | 0 | 0 | 0 | 0 | 0 | 0.06264 | 0.03991
1992 | 83.7708 | 0 | 0 | 0 | 0 | 0 | 0 | 0.06264 | 0.035919
1992 | 83.7813 | 0 | 0 | 0 | 0 | 0 | 0 | 0.03915 | 0.051883
1992 | 83.7917 | 0 | 0 | 0 | 0 | 0 | 0 | 0.03915 | 0.019955
1992 | 83.8021 | 0 | 0 | 0 | 0 | 0 | 0 | 0.02349 | 0.007982
1992 | 83.8125 | 0 | 0 | 0 | 0 | 0 | 0 | 0.03132 | 0.027937
1992 | 83.8229 | 0 | 0 | 0 | 0 | 0 | 0 | 0.027405 | 0.015964
1992 | 83.8333 | 0 | 0 | 0 | 0 | 0 | 0 | 0.02349 | 0.023946
1992 | 83.8438 | 0 | 0 | 0 | 0 | 0 | 0 | 0.027405 | 0.015964
1992 | 83.8542 | 0 | 0 | 0 | 0 | 0 | 0 | 0.02349 | 0.023946
1992 | 83.8646 | 0 | 0.015964 | 0.02349 | 0 | 0 | 0 | 0 | 0.011973
1992 | 83.875 | 0 | 0 | 0.08613 | 0.071838 | 0 | 0 | -0.003915 | 0.027937
1992 | 83.8854 | 0 | 0 | 0 | 0 | 0 | 0 | 0.003915 | 0.027937
1992 | 83.8958 | 0 | 0.023946 | 0.10962 | 0.087802 | 0 | 0 | 0 | 0
1992 | 83.9063 | 0 | 0 | 1.1275 | 0.886 | 0 | 0 | 0 | 0
1992 | 83.9167 | 0 | 0 | 0.18792 | 0.26341 | 0 | 0 | 0 | 0
1992 | 83.9271 | 0 | 0 | 0.02349 | 0.007982 | 0 | 0 | 0.03132 | 0.015964
1992 | 83.9375 | 0 | 0 | 0 | 0 | 0 | 0 | 0.019575 | 0.003991
1992 | 83.9479 | 0.00783 | 0 | 0 | 0 | 0 | 0 | 0.019575 | -0.003991
1992 | 83.9583 | 0.03915 | 0 | 0 | 0 | 0 | 0 | 0.01566 | 0.007982
1992 | 83.9688 | 0 | 0 | 0.21141 | 0.21551 | 0 | 0 | 0 | 0
1992 | 83.9792 | 0 | 0 | 0.28188 | 0.26341 | 0 | 0 | 0 | 0
1992 | 83.9896 | 0 | 0 | 0.26622 | 0.25542 | 0 | 0 | 0 | 0
1992 | 84 | 0 | 0 | 0.10179 | 0.12771 | 0 | 0 | 0.04698 | 0.007982
1992 | 84.0104 | 0 | 0 | 0.08613 | 0.15166 | 0 | 0 | 0 | 0
1992 | 84.0208 | 0 | 0 | 0.13311 | 0.13569 | 0 | 0 | 0.01566 | 0
1992 | 84.0313 | 0 | 0 | 0.12528 | 0.047892 | 0 | 0 | 0.019575 | 0
1992 | 84.0417 | 0 | 0 | 0.40716 | 0.33524 | 0 | 0 | 0.011745 | 0
1992 | 84.0521 | 0 | 0 | 0.41499 | 0.5747 | 0 | 0 | 0 | 0.003991
1992 | 84.0625 | 0 | 0 | 0.03132 | 0 | 0 | 0 | -0.027405 | 0.023946
1992 | 84.0729 | 0.01566 | 0 | 0 | 0 | 0 | 0 | 0.011745 | -0.003991
1992 | 84.0833 | 0.00783 | 0.007982 | 0 | 0 | 0 | 0 | 0 | 0.003991
1992 | 84.0938 | 0.01566 | 0 | 0 | 0 | 0 | 0 | 0.00783 | 0.011973
1992 | 84.1042 | 0 | 0 | 0 | 0 | 0 | 0 | 0.01566 | -0.003991
1992 | 84.1146 | 0 | 0 | 0 | 0 | 0 | 0 | 0.00783 | 0.007982
1992 | 84.125 | 0 | 0 | 0 | 0 | 0 | 0 | 0 | -0.003991
1992 | 84.1354 | 0 | 0.007982 | 0 | 0 | 0 | 0 | -0.00783 | 0.007982
1992 | 84.1458 | 0 | 0.015964 | 0 | 0 | 0 | 0 | 0 | -0.007982
1992 | 84.1563 | 0.01566 | 0 | 0 | 0 | 0 | 0 | 0 | 0.011973
1992 | 84.1667 | 0.00783 | 0 | 0 | 0 | 0 | 0 | 0 | -0.011973
1992 | 84.1771 | 0 | 0.007982 | 0 | 0 | 0 | 0 | 0 | -0.007982
1992 | 84.1875 | 0.01566 | 0 | 0 | 0 | 0 | 0 | 0 | 0
1992 | 84.1979 | 0 | 0 | 0 | 0 | 0 | 0 | -0.003915 | 0
1992 | 84.2083 | 0.01566 | 0 | 0 | 0 | 0 | 0 | 0.003915 | -0.007982
1992 | 84.2188 | 0.00783 | 0.015964 | 0 | 0 | 0 | 0 | -0.003915 | 0.007982
1992 | 84.2292 | 0 | 0 | 0 | 0 | 0 | 0 | -0.00783 | -0.007982
1992 | 84.2396 | 0.00783 | 0 | 0 | 0 | 0 | 0 | 0.003915 | -0.007982
1992 | 84.25 | 0.01566 | 0 | 0 | 0 | 0 | 0 | -0.003915 | 0
1992 | 84.2604 | 0 | 0.007982 | 0 | 0 | 0 | 0 | 0.00783 | 0.003991
1992 | 84.2708 | 0 | 0 | 0 | 0 | 0 | 0 | 0 | 0.003991
1992 | 84.2813 | 0 | 0.007982 | 0 | 0 | 0 | 0 | 0.003915 | 0
1992 | 84.2917 | 0.02349 | 0 | 0 | 0 | 0 | 0 | -0.003915 | 0
1992 | 84.3021 | 0 | 0 | 0 | 0 | 0 | 0 | 0.003915 | -0.011973
1992 | 84.3125 | 0.00783 | 0 | 0 | 0 | 0 | 0 | -0.003915 | 0
1992 | 84.3229 | 0 | 0 | 0 | 0 | 0 | 0 | 0.003915 | 0.003991
1992 | 84.3333 | 0 | 0 | 0 | 0 | 0 | 0 | 0.019575 | 0.007982
1992 | 84.3438 | 0 | 0 | 0 | 0 | 0 | 0 | 0.00783 | 0.027937
1992 | 84.3542 | 0 | 0 | 0 | 0 | 0 | 0 | 0.027405 | 0.023946
1992 | 84.3646 | 0 | 0 | 0 | 0 | 0 | 0 | 0.03132 | 0.035919
1992 | 84.375 | 0 | 0 | 0 | 0 | 0 | 0 | 0.035235 | 0.03991
1992 | 84.3854 | 0 | 0 | 0 | 0 | 0 | 0 | 0.043065 | 0.055874
1992 | 84.3958 | 0 | 0 | 0 | 0 | 0 | 0 | 0.05481 | 0.035919
1992 | 84.4063 | 0 | 0 | 0 | 0 | 0 | 0 | 0.043065 | 0.095784
1992 | 84.4167 | 0 | 0 | 0 | 0 | 0 | 0 | 0.08613 | 0.059865
1992 | 84.4271 | 0 | 0 | 0 | 0 | 0 | 0 | 0.12919 | 0.087802
1992 | 84.4375 | 0 | 0 | 0 | 0 | 0 | 0 | 0.12528 | 0.13968
1992 | 84.4479 | 0 | 0 | 0 | 0 | 0 | 0 | 0.10962 | 0.12372
1992 | 84.4583 | 0 | 0 | 0 | 0 | 0 | 0 | 0.17618 | 0.17959
1992 | 84.4688 | 0 | 0 | 0 | 0 | 0 | 0 | 0.12136 | 0.15166
1992 | 84.4792 | 0 | 0 | 0 | 0 | 0 | 0 | 0.14486 | 0.13569
1992 | 84.4896 | 0 | 0 | 0 | 0 | 0 | 0 | 0.24273 | 0.17161
1992 | 84.5 | 0 | 0 | 0 | 0 | 0 | 0 | 0.2349 | 0.16762
1992 | 84.5104 | 0 | 0 | 0 | 0 | 0 | 0 | 0.14485 | 0.16762
1992 | 84.5208 | 0 | 0 | 0 | 0 | 0 | 0 | 0.18009 | 0.19955
1992 | 84.5313 | 0 | 0 | 0 | 0 | 0 | 0 | 0.19184 | 0.1756
1992 | 84.5417 | 0 | 0 | 0 | 0 | 0 | 0 | 0.19183 | 0.17161
1992 | 84.5521 | 0 | 0 | 0 | 0 | 0 | 0 | 0.21141 | 0.19556
1992 | 84.5625 | 0 | 0 | 0 | 0 | 0 | 0 | 0.22707 | 0.16762
1992 | 84.5729 | 0 | 0 | 0 | 0 | 0 | 0 | 0.16834 | 0.20753
1992 | 84.5833 | 0 | 0 | 0 | 0 | 0 | 0 | 0.25448 | 0.1756
1992 | 84.5938 | 0 | 0 | 0 | 0 | 0 | 0 | 0.184 | 0.17161
1992 | 84.6042 | 0 | 0 | 0 | 0 | 0 | 0 | 0.22315 | 0.1756
1992 | 84.6146 | 0 | 0 | 0 | 0 | 0 | 0 | 0.16835 | 0.15964
1992 | 84.625 | 0 | 0 | 0 | 0 | 0 | 0 | 0.17226 | 0.14767
1992 | 84.6354 | 0 | 0 | 0 | 0 | 0 | 0 | 0.18009 | 0.13969
1992 | 84.6458 | 0 | 0 | 0 | 0 | 0 | 0 | 0.1566 | 0.16363
1992 | 84.6563 | 0 | 0 | 0 | 0 | 0 | 0 | 0.14486 | 0.11574
1992 | 84.6667 | 0 | 0 | 0 | 0 | 0 | 0 | 0.14094 | 0.13569
1992 | 84.6771 | 0 | 0 | 0 | 0 | 0 | 0 | 0.10179 | 0.067847
1992 | 84.6875 | 0 | 0 | 0 | 0 | 0 | 0 | 0.14094 | 0.11574
1992 | 84.6979 | 0 | 0 | 0 | 0 | 0 | 0 | 0.14877 | 0.10776
1992 | 84.7083 | 0 | 0 | 0 | 0 | 0 | 0 | 0.11745 | 0.12372
1992 | 84.7188 | 0 | 0 | 0 | 0 | 0 | 0 | 0.13702 | 0.091793
1992 | 84.7292 | 0 | 0 | 0 | 0 | 0 | 0 | 0.13311 | 0.075829
1992 | 84.7396 | 0 | 0 | 0 | 0 | 0 | 0 | 0.10179 | 0.11574
1992 | 84.75 | 0 | 0 | 0 | 0 | 0 | 0 | 0.14486 | 0.03991
1992 | 84.7604 | 0 | 0 | 0 | 0 | 0 | 0 | 0.02349 | 0.07982
1992 | 84.7708 | 0 | 0 | 0 | 0 | 0 | 0 | 0.074385 | 0.043901
1992 | 84.7813 | 0 | 0 | 0 | 0 | 0 | 0 | 0.07047 | 0.03991
1992 | 84.7917 | 0 | 0 | 0 | 0 | 0 | 0 | 0.019575 | 0.047892
1992 | 84.8021 | 0 | 0 | 0 | 0 | 0 | 0 | 0.03132 | 0.023946
1992 | 84.8125 | 0 | 0 | 0 | 0 | 0 | 0 | 0.01566 | 0.019955
1992 | 84.8229 | 0 | 0 | 0 | 0 | 0 | 0 | 0.019575 | 0.027937
1992 | 84.8333 | 0 | 0 | 0 | 0 | 0 | 0 | 0.01566 | 0.003991
1992 | 84.8438 | 0 | 0 | 0 | 0 | 0 | 0 | 0.00783 | 0.011973
1992 | 84.8542 | 0 | 0.03991 | 0 | 0 | 0 | 0 | 0.003915 | 0.035919
1992 | 84.8646 | 0 | 0 | 0 | 0 | 0 | 0 | 0.00783 | 0.031928
1992 | 84.875 | 0 | 0 | 0 | 0 | 0 | 0 | 0.011745 | 0
1992 | 84.8854 | 0 | 0 | 0 | 0 | 0 | 0 | 0 | 7.1054e-15
1992 | 84.8958 | 0 | 0.007982 | 0 | 0 | 0 | 0 | 0.003915 | 0.007982
1992 | 84.9063 | 0 | 0 | 0 | 0 | 0 | 0 | 0.003915 | 7.1054e-15
1992 | 84.9167 | 0 | 0 | 0 | 0 | 0 | 0 | 0 | 0.023946
1992 | 84.9271 | 0 | 0 | 0 | 0 | 0 | 0 | 0.003915 | 0.007982
1992 | 84.9375 | 0 | 0 | 0 | 0 | 0 | 0 | 0.003915 | -0.015964
1992 | 84.9479 | 0 | 0 | 0 | 0 | 0 | 0 | 0 | 0.015964
1992 | 84.9583 | 0 | 0 | 0 | 0 | 0 | 0 | 0.003915 | -0.015964
1992 | 84.9688 | 0 | 0 | 0 | 0 | 0 | 0 | 0.00783 | -7.1054e-15
1992 | 84.9792 | 0 | 0 | 0 | 0 | 0 | 0 | -0.003915 | 0.011973
1992 | 84.9896 | 0 | 0 | 0 | 0 | 0 | 0 | 0.011745 | 0.023946
1992 | 85 | 0 | 0 | 0 | 0 | 0 | 0 | 0.00783 | -0.007982
1992 | 85.0104 | 0 | 0 | 0 | 0 | 0 | 0 | 0.01566 | 0.019955
1992 | 85.0208 | 0 | 0 | 0 | 0 | 0 | 0 | 0.01566 | 0.007982
1992 | 85.0313 | 0 | 0 | 0 | 0 | 0 | 0 | 0.03132 | 0.03991
1992 | 85.0417 | 0 | 0 | 0 | 0 | 0 | 0 | 0.01566 | 0.007982
1992 | 85.0521 | 0 | 0 | 0 | 0 | 0 | 0 | 0.011745 | 0.007982
1992 | 85.0625 | 0 | 0 | 0 | 0 | 0 | 0 | 0 | -0.003991
1992 | 85.0729 | 0 | 0 | 0 | 0 | 0 | 0 | 0.01566 | 0.011973
1992 | 85.0833 | 0 | 0 | 0 | 0 | 0 | 0 | 0.00783 | 0.011973
1992 | 85.0938 | 0 | 0 | 0 | 0 | 0 | 0 | 0.011745 | 0.007982
1992 | 85.1042 | 0 | 0 | 0 | 0 | 0 | 0 | 0.01566 | 0
1992 | 85.1146 | 0 | 0 | 0 | 0 | 0 | 0 | 0.03132 | 0.003991
1992 | 85.125 | 0 | 0 | 0 | 0 | 0 | 0 | 0.03915 | 0.03991
1992 | 85.1354 | 0 | 0 | 0 | 0 | 0 | 0 | 0.019575 | 0
1992 | 85.1458 | 0 | 0 | 0 | 0 | 0 | 0 | 0.03132 | 0.019955
1992 | 85.1563 | 0 | 0 | 0 | 0 | 0 | 0 | 0.019575 | 0.043901
1992 | 85.1667 | 0 | 0.007982 | 0 | 0 | 0 | 0 | 0.027405 | -0.011973
1992 | 85.1771 | 0 | 0 | 0 | 0 | 0 | 0 | 0.011745 | 0.031928
1992 | 85.1875 | 0 | 0 | 0 | 0 | 0 | 0 | 0.02349 | 0.019955
1992 | 85.1979 | 0 | 0 | 0 | 0 | 0 | 0 | 0.019575 | 0.015964
1992 | 85.2083 | 0 | 0 | 0 | 0 | 0 | 0 | 0.01566 | 0.015964
1992 | 85.2188 | 0 | 0 | 0 | 0 | 0 | 0 | 0.027405 | 0.007982
1992 | 85.2292 | 0 | 0 | 0 | 0 | 0 | 0 | 0.03132 | 0.023946
1992 | 85.2396 | 0 | 0 | 0 | 0 | 0 | 0 | 0.011745 | 0.015964
1992 | 85.25 | 0 | 0 | 0 | 0 | 0 | 0 | 0.003915 | 0.011973
1992 | 85.2604 | 0 | 0 | 0 | 0 | 0 | 0 | 0.01566 | 0.007982
1992 | 85.2708 | 0 | 0 | 0 | 0 | 0 | 0 | 0.011745 | 0.027937
1992 | 85.2813 | 0 | 0 | 0 | 0 | 0 | 0 | 0.02349 | 0
1992 | 85.2917 | 0 | 0.007982 | 0 | 0 | 0 | 0 | 0.011745 | 0
1992 | 85.3021 | 0 | 0 | 0 | 0 | 0 | 0 | 0.011745 | 0.023946
1992 | 85.3125 | 0 | 0 | 0 | 0 | 0 | 0 | 0.019575 | 0.019955
1992 | 85.3229 | 0 | 0 | 0 | 0 | 0 | 0 | 0.019575 | 0.019955
1992 | 85.3333 | 0 | 0 | 0 | 0 | 0 | 0 | 0.043065 | 0.027937
1992 | 85.3438 | 0 | 0 | 0 | 0 | 0 | 0 | 0.058725 | 0.031928
1992 | 85.3542 | 0 | 0 | 0 | 0 | 0 | 0 | 0.050895 | 0.059865
1992 | 85.3646 | 0 | 0 | 0 | 0 | 0 | 0 | 0.04698 | 0.023946
1992 | 85.375 | 0 | 0 | 0 | 0 | 0 | 0 | 0.03915 | 0.075829
1992 | 85.3854 | 0 | 0 | 0 | 0 | 0 | 0 | 0.074385 | 0.051883
1992 | 85.3958 | 0 | 0 | 0 | 0 | 0 | 0 | 0.011745 | 0.03991
1992 | 85.4063 | 0 | 0 | 0 | 0 | 0 | 0 | 0.11745 | 0.083811
1992 | 85.4167 | 0 | 0 | 0 | 0 | 0 | 0 | 0.082215 | 0.075829
1992 | 85.4271 | 0 | 0 | 0 | 0 | 0 | 0 | 0.09396 | 0.075829
1992 | 85.4375 | 0 | 0 | 0 | 0 | 0 | 0 | 0.09396 | 0.12372
1992 | 85.4479 | 0 | 0 | 0 | 0 | 0 | 0 | 0.097875 | 0.3113
1992 | 85.4583 | 0 | 0 | 0 | 0 | 0 | 0 | 0.12136 | 0.24345
1992 | 85.4688 | 0 | 0 | 0 | 0 | 0 | 0 | 0.12137 | -0.023946
1992 | 85.4792 | 0 | 0 | 0 | 0 | 0 | 0 | 0.10962 | 0.11175
1992 | 85.4896 | 0 | 0 | 0 | 0 | 0 | 0 | 0.13702 | 0.12372
1992 | 85.5 | 0 | 0 | 0 | 0 | 0 | 0 | 0.13311 | 0.13569
1992 | 85.5104 | 0 | 0 | 0 | 0 | 0 | 0 | 0.13311 | 0.12372
1992 | 85.5208 | 0 | 0 | 0 | 0 | 0 | 0 | 0.12528 | 0.12372
1992 | 85.5313 | 0 | 0 | 0 | 0 | 0 | 0 | 0.16052 | 0.14767
1992 | 85.5417 | 0 | 0 | 0 | 0 | 0 | 0 | 0.14094 | 0.12372
1992 | 85.5521 | 0 | 0 | 0 | 0 | 0 | 0 | 0.14486 | 0.16762
1992 | 85.5625 | 0 | 0 | 0 | 0 | 0 | 0 | 0.14485 | 0.1317
1992 | 85.5729 | 0 | 0 | 0 | 0 | 0 | 0 | 0.14094 | 0.11574
1992 | 85.5833 | 0 | 0 | 0 | 0 | 0 | 0 | 0.13702 | 0.29533
1992 | 85.5938 | 0 | 0 | 0 | 0 | 0 | 0 | 0.15269 | 0.18758
1992 | 85.6042 | 0 | 0 | 0 | 0 | 0 | 0 | 0.14094 | 0.087802
1992 | 85.6146 | 0 | 0 | 0 | 0 | 0 | 0 | 0.15269 | 0.11574
1992 | 85.625 | 0 | 0 | 0 | 0 | 0 | 0 | 0.12136 | 0.14767
1992 | 85.6354 | 0 | 0 | 0 | 0 | 0 | 0 | 0.14486 | 0.083811
1992 | 85.6458 | 0 | 0 | 0 | 0 | 0 | 0 | 0.12919 | 0.11175
1992 | 85.6563 | 0 | 0 | 0 | 0 | 0 | 0 | 0.12137 | 0.099775
1992 | 85.6667 | 0 | 0 | 0 | 0 | 0 | 0 | 0.11353 | 0.17161
1992 | 85.6771 | 0 | 0 | 0 | 0 | 0 | 0 | 0.11745 | 0.11175
1992 | 85.6875 | 0 | 0 | 0 | 0 | 0 | 0 | 0.11745 | 0.099775
1992 | 85.6979 | 0 | 0 | 0 | 0 | 0 | 0 | 0.0783 | 0.047892
1992 | 85.7083 | 0 | 0 | 0 | 0 | 0 | 0 | 0.08613 | -0.051883
1992 | 85.7188 | 0 | 0 | 0 | 0 | 0 | 0 | 0.074385 | 0.087802
1992 | 85.7292 | 0 | 0 | 0 | 0 | 0 | 0 | 0.08613 | 0.091793
1992 | 85.7396 | 0 | 0 | 0 | 0 | 0 | 0 | 0.066555 | 0.07982
1992 | 85.75 | 0 | 0 | 0 | 0 | 0 | 0 | 0.06264 | 0.047892
1992 | 85.7604 | 0 | 0 | 0 | 0 | 0 | 0 | 0.050895 | 0.059865
1992 | 85.7708 | 0 | 0 | 0 | 0 | 0 | 0 | 0.043065 | 0.047892
1992 | 85.7813 | 0 | 0 | 0 | 0 | 0 | 0 | 0.03915 | 0.019955
1992 | 85.7917 | 0 | 0 | 0 | 0 | 0 | 0 | 0.011745 | 0.023946
1992 | 85.8021 | 0 | 0 | 0 | 0 | 0 | 0 | 0.011745 | -0.011973
1992 | 85.8125 | 0 | 0 | 0 | 0 | 0 | 0 | 0.00783 | 0.019955
1992 | 85.8229 | 0 | 0 | 0 | 0 | 0 | 0 | 0.01566 | 0.015964
1992 | 85.8333 | 0 | 0 | 0 | 0 | 0 | 0 | 0.00783 | 0.015964
1992 | 85.8438 | 0 | 0 | 0 | 0 | 0 | 0 | 0.011745 | 0.007982
1992 | 85.8542 | 0 | 0 | 0 | 0 | 0 | 0 | 0.00783 | 0.003991
1992 | 85.8646 | 0 | 0 | 0 | 0 | 0 | 0 | 0.003915 | 0.011973
1992 | 85.875 | 0 | 0 | 0 | 0 | 0 | 0 | 0.02349 | 0.011973
1992 | 85.8854 | 0 | 0 | 0 | 0 | 0 | 0 | 0.011745 | 0.019955
1992 | 85.8958 | 0 | 0 | 0 | 0 | 0 | 0 | 0.01566 | 0.007982
1992 | 85.9063 | 0 | 0 | 0 | 0 | 0 | 0 | 0.02349 | 0.019955
1992 | 85.9167 | 0 | 0 | 0 | 0 | 0 | 0 | 0.01566 | 0.019955
1992 | 85.9271 | 0 | 0 | 0 | 0 | 0 | 0 | 0.00783 | 0.003991
1992 | 85.9375 | 0 | 0 | 0 | 0 | 0 | 0 | 0.011745 | 0.027937
1992 | 85.9479 | 0 | 0 | 0 | 0 | 0 | 0 | 0.035235 | 0
1992 | 85.9583 | 0 | 0 | 0 | 0 | 0 | 0 | 0.011745 | 0.015964
1992 | 85.9688 | 0 | 0 | 0 | 0 | 0 | 0 | -1.4211e-14 | 0.003991
1992 | 85.9792 | 0 | 0 | 0 | 0 | 0 | 0 | 0.011745 | -0.003991
1992 | 85.9896 | 0 | 0 | 0 | 0 | 0 | 0 | 0.02349 | 0.031928
1992 | 86 | 0 | 0 | 0 | 0 | 0 | 0 | 0.00783 | -0.007982
1992 | 86.0104 | 0 | 0 | 0 | 0 | 0 | 0 | 0.00783 | 0.003991
1992 | 86.0208 | 0 | 0 | 0 | 0 | 0 | 0 | 0 | 0.019955
1992 | 86.0313 | 0 | 0 | 0 | 0 | 0 | 0 | 0.011745 | -0.003991
1992 | 86.0417 | 0 | 0 | 0 | 0 | 0 | 0 | 1.4211e-14 | 0.023946
1992 | 86.0521 | 0 | 0 | 0 | 0 | 0 | 0 | 0.011745 | 0
1992 | 86.0625 | 0 | 0.007982 | 0 | 0 | 0 | 0 | 0.011745 | 0.015964
1992 | 86.0729 | 0 | 0 | 0 | 0 | 0 | 0 | 0.003915 | 0
1992 | 86.0833 | 0 | 0 | 0 | 0 | 0 | 0 | 0.003915 | 0.007982
1992 | 86.0938 | 0 | 0 | 0 | 0 | 0 | 0 | 0.011745 | 0.007982
1992 | 86.1042 | 0 | 0 | 0 | 0 | 0 | 0 | 0 | -0.019955
1992 | 86.1146 | 0 | 0 | 0 | 0 | 0 | 0 | 0.003915 | 0.011973
1992 | 86.125 | 0 | 0.007982 | 0 | 0 | 0 | 0 | 0.011745 | 0.019955
1992 | 86.1354 | 0 | 0 | 0 | 0 | 0 | 0 | 0.00783 | 0.003991
1992 | 86.1458 | 0 | 0 | 0 | 0 | 0 | 0 | 0.00783 | 0.019955
1992 | 86.1563 | 0 | 0 | 0 | 0 | 0 | 0 | 0 | -0.007982
1992 | 86.1667 | 0 | 0 | 0 | 0 | 0 | 0 | 0.011745 | 0.003991
1992 | 86.1771 | 0 | 0 | 0 | 0 | 0 | 0 | 0.003915 | 0.007982
1992 | 86.1875 | 0 | 0 | 0 | 0 | 0 | 0 | 0.003915 | 0.003991
1992 | 86.1979 | 0 | 0 | 0 | 0 | 0 | 0 | 0.00783 | 0.015964
1992 | 86.2083 | 0 | 0 | 0 | 0 | 0 | 0 | 0.011745 | -0.007982
1992 | 86.2188 | 0 | 0 | 0 | 0 | 0 | 0 | 0.003915 | 0.011973
1992 | 86.2292 | 0 | 0.015964 | 0 | 0 | 0 | 0 | 0 | 0.007982
1992 | 86.2396 | 0 | 0 | 0 | 0 | 0 | 0 | 0 | 0.019955
1992 | 86.25 | 0 | 0 | 0 | 0 | 0 | 0 | 0 | -0.007982
1992 | 86.2604 | 0 | 0 | 0 | 0 | 0 | 0 | 0.011745 | 0.011973
1992 | 86.2708 | 0 | 0 | 0 | 0 | 0 | 0 | 0.00783 | 0.015964
1992 | 86.2813 | 0 | 0 | 0 | 0 | 0 | 0 | 0.00783 | 0.007982
1992 | 86.2917 | 0 | 0.007982 | 0 | 0 | 0 | 0 | 0 | -0.011973
1992 | 86.3021 | 0 | 0 | 0 | 0 | 0 | 0 | 0.00783 | 0.027937
1992 | 86.3125 | 0 | 0 | 0 | 0 | 0 | 0 | 0.01566 | 0.003991
1992 | 86.3229 | 0 | 0 | 0 | 0 | 0 | 0 | 0.003915 | -0.007982
1992 | 86.3333 | 0 | 0 | 0 | 0 | 0 | 0 | 0.003915 | 0.011973
1992 | 86.3438 | 0 | 0 | 0 | 0 | 0 | 0 | 0.03132 | 0.015964
1992 | 86.3542 | 0 | 0 | 0 | 0 | 0 | 0 | 0.02349 | 0.035919
1992 | 86.3646 | 0 | 0 | 0 | 0 | 0 | 0 | 0.03132 | 0.019955
1992 | 86.375 | 0 | 0 | 0 | 0 | 0 | 0 | 0.04698 | 0.047892
1992 | 86.3854 | 0 | 0 | 0 | 0 | 0 | 0 | 0.074385 | 0.067847
1992 | 86.3958 | 0 | 0 | 0 | 0 | 0 | 0 | 0.09396 | 0.071838
1992 | 86.4063 | 0 | 0 | 0 | 0 | 0 | 0 | 0.10179 | 0.10776
1992 | 86.4167 | 0 | 0 | 0 | 0 | 0 | 0 | 0.097875 | 0.099775
1992 | 86.4271 | 0 | 0 | 0 | 0 | 0 | 0 | 0.12136 | 0.10776
1992 | 86.4375 | 0 | 0 | 0 | 0 | 0 | 0 | 0.12136 | 0.11574
1992 | 86.4479 | 0 | 0 | 0 | 0 | 0 | 0 | 0.15268 | 0.10776
1992 | 86.4583 | 0 | 0 | 0 | 0 | 0 | 0 | 0.1566 | 0.15964
1992 | 86.4688 | 0 | 0 | 0 | 0 | 0 | 0 | 0.16052 | 0.12771
1992 | 86.4792 | 0 | 0 | 0 | 0 | 0 | 0 | 0.17226 | 0.16762
1992 | 86.4896 | 0 | 0 | 0 | 0 | 0 | 0 | 0.184 | 0.15565
1992 | 86.5 | 0 | 0 | 0 | 0 | 0 | 0 | 0.18009 | 0.15565
1992 | 86.5104 | 0 | 0 | 0 | 0 | 0 | 0 | 0.184 | 0.18758
1992 | 86.5208 | 0 | 0 | 0 | 0 | 0 | 0 | 0.21924 | 0.19556
1992 | 86.5313 | 0 | 0 | 0 | 0 | 0 | 0 | 0.19184 | 0.14767
1992 | 86.5417 | 0 | 0 | 0 | 0 | 0 | 0 | 0.19184 | 0.20354
1992 | 86.5521 | 0 | 0 | 0 | 0 | 0 | 0 | 0.19966 | 0.16363
1992 | 86.5625 | 0 | 0 | 0 | 0 | 0 | 0 | 0.19183 | 0.16762
1992 | 86.5729 | 0 | 0 | 0 | 0 | 0 | 0 | 0.21924 | 0.17959
1992 | 86.5833 | 0 | 0 | 0 | 0 | 0 | 0 | 0.17618 | 0.15166
1992 | 86.5938 | 0 | 0 | 0 | 0 | 0 | 0 | 0.14877 | 0.14767
1992 | 86.6042 | 0 | 0 | 0 | 0 | 0 | 0 | 0.17226 | 0.17161
1992 | 86.6146 | 0 | 0 | 0 | 0 | 0 | 0 | 0.18009 | 0.15166
1992 | 86.625 | 0 | 0 | 0 | 0 | 0 | 0 | 0.16443 | 0.17161
1992 | 86.6354 | 0 | 0 | 0 | 0 | 0 | 0 | 0.14877 | 0.13569
1992 | 86.6458 | 0 | 0 | 0 | 0 | 0 | 0 | 0.12919 | 0.13969
1992 | 86.6563 | 0 | 0 | 0 | 0 | 0 | 0 | 0.13703 | 0.095784
1992 | 86.6667 | 0 | 0 | 0 | 0 | 0 | 0 | 0.10179 | 0.11574
1992 | 86.6771 | 0 | 0 | 0 | 0 | 0 | 0 | 0.11745 | 0.1317
1992 | 86.6875 | 0 | 0 | 0 | 0 | 0 | 0 | 0.09396 | 0.083811
1992 | 86.6979 | 0 | 0 | 0 | 0 | 0 | 0 | 0.08613 | 0.087802
1992 | 86.7083 | 0 | 0 | 0 | 0 | 0 | 0 | 0.10962 | 0.083811
1992 | 86.7188 | 0 | 0 | 0 | 0 | 0 | 0 | 0.09396 | 0.099775
1992 | 86.7292 | 0 | 0 | 0 | 0 | 0 | 0 | 0.10962 | 0.087802
1992 | 86.7396 | 0 | 0 | 0 | 0 | 0 | 0 | 0.074385 | 0.051883
1992 | 86.75 | 0 | 0 | 0 | 0 | 0 | 0 | 0.066555 | 0.043901
1992 | 86.7604 | 0 | 0 | 0 | 0 | 0 | 0 | 0.058725 | 0.047892
1992 | 86.7708 | 0 | 0 | 0 | 0 | 0 | 0 | 0.058725 | 0.051883
1992 | 86.7813 | 0 | 0 | 0 | 0 | 0 | 0 | 0.050895 | 0.03991
1992 | 86.7917 | 0 | 0 | 0 | 0 | 0 | 0 | 0.035235 | 0.019955
1992 | 86.8021 | 0 | 0 | 0 | 0 | 0 | 0 | 0.02349 | 0.027937
1992 | 86.8125 | 0 | 0 | 0 | 0 | 0 | 0 | 0.03132 | 0.011973
1992 | 86.8229 | 0 | 0 | 0 | 0 | 0 | 0 | 0.03132 | 0.031928
1992 | 86.8333 | 0 | 0 | 0 | 0 | 0 | 0 | 0.03132 | 0.027937
1992 | 86.8438 | 0 | 0 | 0 | 0 | 0 | 0 | 0.027405 | 0.027937
1992 | 86.8542 | 0 | 0 | 0 | 0 | 0 | 0 | 0.035235 | 0.019955
1992 | 86.8646 | 0 | 0 | 0 | 0 | 0 | 0 | 0.035235 | 0.019955
1992 | 86.875 | 0 | 0 | 0 | 0 | 0 | 0 | 0.043065 | 0.055874
1992 | 86.8854 | 0 | 0.031928 | 0 | 0 | 0 | 0 | 0.043065 | 0.027937
1992 | 86.8958 | 0 | 0 | 0 | 0 | 0 | 0 | 0.01566 | 0.043901
1992 | 86.9063 | 0 | 0 | 0 | 0 | 0 | 0 | 0.027405 | 0.015964
1992 | 86.9167 | 0 | 0 | 0 | 0 | 0 | 0 | 0.027405 | 0.011973
1992 | 86.9271 | 0 | 0 | 0 | 0 | 0 | 0 | 0.00783 | 0.023946
1992 | 86.9375 | 0 | 0 | 0 | 0 | 0 | 0 | 0.03915 | 0.011973
1992 | 86.9479 | 0 | 0 | 0.36018 | 0.3991 | 0 | 0 | 0.011745 | 0.003991
1992 | 86.9583 | 0 | 0 | 0.95526 | 1.0616 | 0 | 0 | 0 | 0
1992 | 86.9688 | 0 | 0 | 0.09396 | 0.071838 | 0 | 0 | 0.01566 | 0.035919
1992 | 86.9792 | 0 | 0 | 0 | 0 | 0 | 0 | 0.03915 | 0.051883
1992 | 86.9896 | 0 | 0 | 0 | 0 | 0 | 0 | 0.035235 | -0.067847
1992 | 87 | 0 | 0.03991 | 0 | 0 | 0 | 0 | 0.019575 | 0.11175
1992 | 87.0104 | 0 | 0 | 0 | 0 | 0 | 0 | 0.03132 | 0.027937
1992 | 87.0208 | 0 | 0 | 0 | 0 | 0 | 0 | 1.4211e-14 | 0.023946
1992 | 87.0313 | 0 | 0 | 0 | 0 | 0 | 0 | 0.011745 | 0.007982
1992 | 87.0417 | 0 | 0 | 0 | 0 | 0 | 0 | 0.01566 | 0.007982
1992 | 87.0521 | 0 | 0 | 0 | 0 | 0 | 0 | 0.00783 | 0
1992 | 87.0625 | 0 | 0 | 0 | 0 | 0 | 0 | 0 | 0.051883
1992 | 87.0729 | 0 | 0 | 0 | 0 | 0 | 0 | 0.03132 | 0.015964
1992 | 87.0833 | 0 | 0 | 0 | 0 | 0 | 0 | 0.02349 | 0.007982
1992 | 87.0938 | 0 | 0 | 0 | 0 | 0 | 0 | 0.01566 | 0.003991
1992 | 87.1042 | 0 | 0 | 0 | 0 | 0 | 0 | 0.003915 | 0.007982
1992 | 87.1146 | 0 | 0 | 0 | 0 | 0 | 0 | -1.4211e-14 | 0.031928
1992 | 87.125 | 0 | 0.007982 | 0 | 0 | 0 | 0 | 0.02349 | -0.003991
1992 | 87.1354 | 0 | 0 | 0 | 0 | 0 | 0 | 0 | 0.015964
1992 | 87.1458 | 0 | 0 | 0 | 0 | 0 | 0 | 0.00783 | 0.015964
1992 | 87.1563 | 0 | 0 | 0 | 0 | 0 | 0 | 0.011745 | 0.027937
1992 | 87.1667 | 0 | 0 | 0 | 0 | 0 | 0 | 0.011745 | 0.015964
1992 | 87.1771 | 0 | 0 | 0 | 0 | 0 | 0 | 0.019575 | -0.015964
1992 | 87.1875 | 0 | 0 | 0 | 0 | 0 | 0 | -0.003915 | 0.023946
1992 | 87.1979 | 0 | 0 | 0 | 0 | 0 | 0 | 0.01566 | 0.031928
1992 | 87.2083 | 0 | 0 | 0 | 0 | 0 | 0 | 0.003915 | -0.019955
1992 | 87.2188 | 0 | 0 | 0 | 0 | 0 | 0 | 0.01566 | 0.027937
1992 | 87.2292 | 0 | 0 | 0 | 0 | 0 | 0 | 0.02349 | 0.011973
1992 | 87.2396 | 0 | 0 | 0 | 0 | 0 | 0 | 0.011745 | 0.027937
1992 | 87.25 | 0 | 0 | 0 | 0 | 0 | 0 | 0.019575 | 0.011973
1992 | 87.2604 | 0 | 0 | 0 | 0 | 0 | 0 | 0.01566 | -0.003991
1992 | 87.2708 | 0 | 0 | 0 | 0 | 0 | 0 | 0.00783 | 0.027937
1992 | 87.2813 | 0 | 0 | 0 | 0 | 0 | 0 | 0.035235 | 0.027937
1992 | 87.2917 | 0 | 0 | 0 | 0 | 0 | 0 | 0.00783 | 0.007982
1992 | 87.3021 | 0 | 0 | 0 | 0 | 0 | 0 | 0.043065 | 0.03991
1992 | 87.3125 | 0 | 0 | 0 | 0 | 0 | 0 | -0.00783 | 0.023946
1992 | 87.3229 | 0 | 0 | 0 | 0 | 0 | 0 | 0.058725 | 0.019955
1992 | 87.3333 | 0 | 0 | 0 | 0 | 0 | 0 | 0.01566 | 0.031928
1992 | 87.3438 | 0 | 0 | 0 | 0 | 0 | 0 | 0.03915 | 0.023946
1992 | 87.3542 | 0 | 0 | 0 | 0 | 0 | 0 | 0.03132 | 0.015964
1992 | 87.3646 | 0 | 0 | 0 | 0 | 0 | 0 | 0.02349 | 0.035919
1992 | 87.375 | 0 | 0 | 0 | 0 | 0 | 0 | 0.035235 | 0.007982
1992 | 87.3854 | 0 | 0 | 0 | 0 | 0 | 0 | -1.4211e-14 | 0.015964
1992 | 87.3958 | 0 | 0 | 0.06264 | 0.07982 | 0 | 0 | 0.043065 | 0.031928
1992 | 87.4063 | 0 | 0 | 0.48546 | 0.39112 | 0 | 0 | 0.011745 | 0
1992 | 87.4167 | 0 | 0 | 0.24273 | 0.38314 | 0 | 0 | 0.011745 | 0
1992 | 87.4271 | 0 | 0 | 0.37584 | 0.35121 | 0 | 0 | 0 | 0
1992 | 87.4375 | 0 | 0 | 0.63423 | 0.66251 | 0 | 0 | 0 | 0
1992 | 87.4479 | 0 | 0 | 0.08613 | 0.071838 | 0 | 0 | 0 | 0.007982
1992 | 87.4583 | 0 | 0 | 0.08613 | 0.087802 | 0 | 0 | 0.011745 | 0.007982
1992 | 87.4688 | 0 | 0 | 0.01566 | 0.031928 | 0 | 0 | 0.011745 | 0.023946
1992 | 87.4792 | 0 | 0 | 0.38367 | 0.47892 | 0 | 0 | 0 | 0.007982
1992 | 87.4896 | 0 | 0 | 0.03132 | 0.055874 | 0 | 0 | 0 | 0.007982
1992 | 87.5 | 0 | 0 | 0.07047 | 0.087802 | 0 | 0 | 0 | -0.011973
1992 | 87.5104 | 0.00783 | 0 | 0 | 0 | 0 | 0 | 0.043065 | 0.075829
1992 | 87.5208 | 0 | 0 | 0 | 0 | 0 | 0 | 0.04698 | 0.043901
1992 | 87.5313 | 0 | 0 | 0 | 0 | 0 | 0 | 0.02349 | 0.047892
1992 | 87.5417 | 0 | 0 | 0 | 0 | 0 | 0 | 0.050895 | 0.031928
1992 | 87.5521 | 0 | 0 | 0 | 0 | 0 | 0 | 0.03132 | 0.007982
1992 | 87.5625 | 0 | 0 | 0 | 0 | 0 | 0 | 0.03915 | 0.067847
1992 | 87.5729 | 0 | 0 | 0 | 0 | 0 | 0 | 0.07047 | 0.027937
1992 | 87.5833 | 0 | 0 | 0 | 0 | 0 | 0 | 0.050895 | 0.063856
1992 | 87.5938 | 0 | 0 | 0 | 0 | 0 | 0 | 0.074385 | 0.07982
1992 | 87.6042 | 0 | 0 | 0 | 0 | 0 | 0 | 0.0783 | 0.07982
1992 | 87.6146 | 0 | 0 | 0 | 0 | 0 | 0 | 0.066555 | 0.071838
1992 | 87.625 | 0 | 0 | 0 | 0 | 0 | 0 | 0.05481 | 0.031928
1992 | 87.6354 | 0 | 0 | 0 | 0 | 0 | 0 | 0.05481 | 0.083811
1992 | 87.6458 | 0 | 0 | 0 | 0 | 0 | 0 | 0.05481 | 0.075829
1992 | 87.6563 | 0 | 0 | 0 | 0 | 0 | 0 | 0.082215 | 0.047892
1992 | 87.6667 | 0 | 0 | 0 | 0 | 0 | 0 | 0.082215 | 0.071838
1992 | 87.6771 | 0 | 0 | 0 | 0 | 0 | 0 | 0.043065 | 0.055874
1992 | 87.6875 | 0 | 0 | 0 | 0 | 0 | 0 | 0.02349 | 0.035919
1992 | 87.6979 | 0 | 0 | 0 | 0 | 0 | 0 | 0.04698 | 0.027937
1992 | 87.7083 | 0 | 0 | 0 | 0 | 0 | 0 | 0.03132 | 0.047892
1992 | 87.7188 | 0 | 0 | 0 | 0 | 0 | 0 | 0.035235 | 0.023946
1992 | 87.7292 | 0 | 0 | 0 | 0 | 0 | 0 | 0.02349 | 0.023946
1992 | 87.7396 | 0 | 0 | 0 | 0 | 0 | 0 | 0.027405 | 0.011973
1992 | 87.75 | 0 | 0 | 0 | 0 | 0 | 0 | -0.00783 | 0.015964
1992 | 87.7604 | 0 | 0 | 0 | 0 | 0 | 0 | 0.02349 | 0.035919
1992 | 87.7708 | 0 | 0 | 0 | 0 | 0 | 0 | 0.01566 | -0.003991
1992 | 87.7813 | 0 | 0 | 0 | 0 | 0 | 0 | 0.011745 | 0.015964
1992 | 87.7917 | 0.01566 | 0 | 0 | 0 | 0 | 0 | 0.003915 | 0
1992 | 87.8021 | 0 | 0 | 0 | 0 | 0 | 0 | 0.01566 | 0.003991
1992 | 87.8125 | 0 | 0 | 0 | 0 | 0 | 0 | 1.4211e-14 | 0.011973
1992 | 87.8229 | 0.00783 | 0 | 0.05481 | 0.07982 | 0 | 0 | 0 | 0.007982
1992 | 87.8333 | 0 | 0 | 1.0649 | 1.1334 | 0 | 0 | 0 | 0
1992 | 87.8438 | 0 | 0 | 0.28971 | 0.27937 | 0 | 0 | 0 | 0
1992 | 87.8542 | 0 | 0 | 0.18792 | 0.18359 | 0 | 0 | 0 | 0
1992 | 87.8646 | 0 | 0 | 1.1275 | 1.1813 | 0 | 0 | 0 | 0
1992 | 87.875 | 0 | 0 | 2.67 | 2.6979 | 0 | 0 | 0 | 0
1992 | 87.8854 | 0 | 0 | 5.434 | 5.5954 | 0 | 0 | 0 | 0
1992 | 87.8958 | 0 | 0 | 2.8188 | 2.9294 | 0 | 0 | 0 | 0
1992 | 87.9063 | 0 | 0 | 0.13311 | 0.095784 | 0 | 0 | 0.01566 | -0.003991
1992 | 87.9167 | 0.00783 | 0 | 0 | 0 | 0 | 0 | -0.003915 | -0.019955
1992 | 87.9271 | 0 | 0 | 0 | 0 | 0 | 0 | -0.00783 | 0.007982
1992 | 87.9375 | 0 | 0.007982 | 0 | 0 | 0 | 0 | 0 | -0.003991
1992 | 87.9479 | 0 | 0 | 0 | 0 | 0 | 0 | 0.003915 | -0.003991
1992 | 87.9583 | 0.00783 | 0 | 0 | 0 | 0 | 0 | 0.00783 | -0.003991
1992 | 87.9688 | 0 | 0 | 0 | 0 | 0 | 0 | -0.003915 | 0.011973
1992 | 87.9792 | 0 | 0 | 0 | 0 | 0 | 0 | 0.003915 | -0.011973
1992 | 87.9896 | 0 | 0 | 0 | 0 | 0 | 0 | -0.011745 | 0
1992 | 88 | 0 | 0 | 0 | 0 | 0 | 0 | 0.003915 | -0.007982
1992 | 88.0104 | 0 | 0 | 0 | 0 | 0 | 0 | 0.003915 | 0
1992 | 88.0208 | 0.01566 | 0 | 0 | 0 | 0 | 0 | -0.003915 | -0.003991
1992 | 88.0313 | 0 | 0 | 0 | 0 | 0 | 0 | 0 | 0.007982
1992 | 88.0417 | 0.00783 | 0.03991 | 0 | 0 | 0 | 0 | 0 | 0.007982
1992 | 88.0521 | 0 | 0 | 0 | 0 | 0 | 0 | -0.003915 | -0.003991
1992 | 88.0625 | 0 | 0 | 0 | 0 | 0 | 0 | -0.00783 | 0.003991
1992 | 88.0729 | 0 | 0.007982 | 0 | 0 | 0 | 0 | 0 | 0.007982
1992 | 88.0833 | 0.00783 | 0.023946 | 0 | 0 | 0 | 0 | 0.00783 | 0
1992 | 88.0938 | 0 | 0 | 0 | 0 | 0 | 0 | -0.00783 | -0.007982
1992 | 88.1042 | 0.00783 | 0 | 0 | 0 | 0 | 0 | 0.003915 | 0.011973
1992 | 88.1146 | 0.00783 | 0 | 0 | 0 | 0 | 0 | 0 | -0.007982
1992 | 88.125 | 0 | 0.007982 | 0 | 0 | 0 | 0 | 0 | -0.011973
1992 | 88.1354 | 0.00783 | 0.023946 | 0 | 0 | 0 | 0 | 0 | 0.007982
1992 | 88.1458 | 0.00783 | 0 | 0 | 0 | 0 | 0 | 0 | -0.003991
1992 | 88.1563 | 0.01566 | 0.007982 | 0 | 0 | 0 | 0 | 0 | -0.007982
1992 | 88.1667 | 0 | 0 | 0 | 0 | 0 | 0 | 0 | 0
1992 | 88.1771 | 0.02349 | 0.015964 | 0 | 0 | 0 | 0 | 0 | 0.003991
1992 | 88.1875 | 0.00783 | 0 | 0 | 0 | 0 | 0 | 0 | 0.011973
1992 | 88.1979 | 0 | 0 | 0 | 0 | 0 | 0 | -0.003915 | -0.011973
1992 | 88.2083 | 0 | 0 | 0 | 0 | 0 | 0 | 0 | -0.003991
1992 | 88.2188 | 0.00783 | 0 | 0 | 0 | 0 | 0 | 0.003915 | 0
1992 | 88.2292 | 0 | 0.007982 | 0 | 0 | 0 | 0 | -1.4211e-14 | 0.003991
1992 | 88.2396 | 0 | 0 | 0 | 0 | 0 | 0 | 1.4211e-14 | 0.007982
1992 | 88.25 | 0 | 0 | 0 | 0 | 0 | 0 | 0.003915 | -0.011973
1992 | 88.2604 | 0 | 0 | 0 | 0 | 0 | 0 | 0 | 0.003991
1992 | 88.2708 | 0 | 0 | 0 | 0 | 0 | 0 | -0.003915 | 0.003991
1992 | 88.2813 | 0 | 0 | 0 | 0 | 0 | 0 | -0.00783 | -0.003991
1992 | 88.2917 | 0 | 0 | 0 | 0 | 0 | 0 | 0.00783 | 0.015964
1992 | 88.3021 | 0 | 0.007982 | 0 | 0 | 0 | 0 | 0 | 0.007982
1992 | 88.3125 | 0 | 0 | 0 | 0 | 0 | 0 | 0.027405 | 0.023946
1992 | 88.3229 | 0 | 0 | 0 | 0 | 0 | 0 | -0.00783 | 0.011973
1992 | 88.3333 | 0 | 0 | 0 | 0 | 0 | 0 | 0.043065 | 0.027937
1992 | 88.3438 | 0 | 0 | 0 | 0 | 0 | 0 | 0.00783 | 0.059865
1992 | 88.3542 | 0 | 0 | 0 | 0 | 0 | 0 | 0.058725 | 0.019955
1992 | 88.3646 | 0 | 0 | 0 | 0 | 0 | 0 | 0.050895 | 0.055874
1992 | 88.375 | 0 | 0 | 0 | 0 | 0 | 0 | 0.074385 | 0.099775
1992 | 88.3854 | 0 | 0 | 0 | 0 | 0 | 0 | 0.066555 | 0.047892
1992 | 88.3958 | 0 | 0 | 0 | 0 | 0 | 0 | 0.1057 | 0.12372
1992 | 88.4063 | 0 | 0 | 0 | 0 | 0 | 0 | 0.11353 | 0.083811
1992 | 88.4167 | 0 | 0 | 0 | 0 | 0 | 0 | 0.03915 | 0.14368
1992 | 88.4271 | 0 | 0 | 0 | 0 | 0 | 0 | 0.12528 | 0.18758
1992 | 88.4375 | 0 | 0 | 0 | 0 | 0 | 0 | 0.17226 | -0.019955
1992 | 88.4479 | 0 | 0 | 0 | 0 | 0 | 0 | 0.21533 | 0.41506
1992 | 88.4583 | 0 | 0 | 0 | 0 | 0 | 0 | 0.18792 | 0.003991
1992 | 88.4688 | 0 | 0 | 0 | 0 | 0 | 0 | 0.1566 | 0.29533
1992 | 88.4792 | 0 | 0 | 0 | 0 | 0 | 0 | 0.20358 | 0.087802
1992 | 88.4896 | 0 | 0 | 0 | 0 | 0 | 0 | 0.18792 | 0.17161
1992 | 88.5 | 0 | 0 | 0 | 0 | 0 | 0 | 0.20749 | 0.19955
1992 | 88.5104 | 0 | 0 | 0 | 0 | 0 | 0 | 0.18401 | 0.18359
1992 | 88.5208 | 0 | 0 | 0 | 0 | 0 | 0 | 0.23098 | 0.25143
1992 | 88.5313 | 0 | 0 | 0 | 0 | 0 | 0 | 0.25056 | 0.16762
1992 | 88.5417 | 0 | 0 | 0 | 0 | 0 | 0 | 0.21924 | 0.24345
1992 | 88.5521 | 0 | 0 | 0 | 0 | 0 | 0 | 0.19967 | 0.1796
1992 | 88.5625 | 0 | 0 | 0 | 0 | 0 | 0 | 0.18792 | 0.17161
1992 | 88.5729 | 0 | 0 | 0 | 0 | 0 | 0 | 0.25056 | 0.21551
1992 | 88.5833 | 0 | 0 | 0 | 0 | 0 | 0 | 0.19184 | 0.1756
1992 | 88.5938 | 0 | 0 | 0 | 0 | 0 | 0 | 0.25839 | 0.19157
1992 | 88.6042 | 0 | 0 | 0 | 0 | 0 | 0 | 0.2349 | 0.21152
1992 | 88.6146 | 0 | 0 | 0 | 0 | 0 | 0 | 0.12528 | 0.14368
1992 | 88.625 | 0 | 0 | 0 | 0 | 0 | 0 | 0.2858 | 0.27538
1992 | 88.6354 | 0 | 0 | 0 | 0 | 0 | 0 | 0.21532 | 0.13569
1992 | 88.6458 | 0 | 0 | 0 | 0 | 0 | 0 | 0.19967 | 0.21152
1992 | 88.6563 | 0 | 0 | 0 | 0 | 0 | 0 | 0.184 | 0.1756
1992 | 88.6667 | 0 | 0 | 0 | 0 | 0 | 0 | 0.2075 | 0.11175
1992 | 88.6771 | 0 | 0 | 0 | 0 | 0 | 0 | 0.12528 | 0.18359
1992 | 88.6875 | 0 | 0 | 0 | 0 | 0 | 0 | 0.17226 | 0.091793
1992 | 88.6979 | 0 | 0 | 0 | 0 | 0 | 0 | 0.19575 | 0.13969
1992 | 88.7083 | 0 | 0 | 0 | 0 | 0 | 0 | 0.13311 | 0.16762
1992 | 88.7188 | 0 | 0 | 0 | 0 | 0 | 0 | 0.14877 | 0.099775
1992 | 88.7292 | 0 | 0 | 0 | 0 | 0 | 0 | 0.097875 | 0.087802
1992 | 88.7396 | 0 | 0 | 0 | 0 | 0 | 0 | 0.11353 | 0.091793
1992 | 88.75 | 0 | 0 | 0 | 0 | 0 | 0 | 0.13311 | 0.087802
1992 | 88.7604 | 0 | 0 | 0 | 0 | 0 | 0 | 0.082215 | 0.10377
1992 | 88.7708 | 0 | 0 | 0 | 0 | 0 | 0 | 0.0783 | 0.051883
1992 | 88.7813 | 0 | 0 | 0 | 0 | 0 | 0 | 0.05481 | 0.047892
1992 | 88.7917 | 0 | 0 | 0 | 0 | 0 | 0 | 0.03915 | 0.043901
1992 | 88.8021 | 0 | 0 | 0 | 0 | 0 | 0 | 0.043065 | 0.03991
1992 | 88.8125 | 0 | 0 | 0 | 0 | 0 | 0 | 0.035235 | 0.023946
1992 | 88.8229 | 0 | 0 | 0 | 0 | 0 | 0 | 0.035235 | 0.027937
1992 | 88.8333 | 0 | 0 | 0 | 0 | 0 | 0 | 0.050895 | 0.035919
1992 | 88.8438 | 0 | 0 | 0 | 0 | 0 | 0 | 0.043065 | 0.047892
1992 | 88.8542 | 0 | 0 | 0 | 0 | 0 | 0 | 0.02349 | 0.027937
1992 | 88.8646 | 0 | 0 | 0 | 0 | 0 | 0 | 0.03915 | 0.007982
1992 | 88.875 | 0 | 0 | 0 | 0 | 0 | 0 | 0.00783 | 0.003991
1992 | 88.8854 | 0 | 0 | 0 | 0 | 0 | 0 | 0.02349 | 0.03991
1992 | 88.8958 | 0 | 0 | 0 | 0 | 0 | 0 | 0.01566 | 0
1992 | 88.9063 | 0 | 0 | 0 | 0 | 0 | 0 | -0.00783 | 0.003991
1992 | 88.9167 | 0 | 0 | 0 | 0 | 0 | 0 | 0.01566 | -0.003991
1992 | 88.9271 | 0 | 0 | 0 | 0 | 0 | 0 | 0.01566 | 0.035919
1992 | 88.9375 | 0 | 0 | 0 | 0 | 0 | 0 | 0.003915 | -0.003991
1992 | 88.9479 | 0 | 0 | 0 | 0 | 0 | 0 | 0.03132 | 0.019955
1992 | 88.9583 | 0 | 0 | 0 | 0 | 0 | 0 | 0.02349 | 0.011973
1992 | 88.9688 | 0 | 0 | 0 | 0 | 0 | 0 | 0.03132 | 0.019955
1992 | 88.9792 | 0 | 0 | 0 | 0 | 0 | 0 | 0.01566 | 0.035919
1992 | 88.9896 | 0 | 0 | 0 | 0 | 0 | 0 | 0.019575 | -0.003991
1992 | 89 | 0 | 0 | 0 | 0 | 0 | 0 | 0.019575 | 0.035919
1992 | 89.0104 | 0 | 0 | 0 | 0 | 0 | 0 | 0.035235 | 0.011973
1992 | 89.0208 | 0 | 0 | 0 | 0 | 0 | 0 | 0.019575 | 0.011973
1992 | 89.0313 | 0 | 0 | 0 | 0 | 0 | 0 | 0.011745 | 0.035919
1992 | 89.0417 | 0 | 0 | 0 | 0 | 0 | 0 | 0.03915 | 0.019955
1992 | 89.0521 | 0 | 0 | 0 | 0 | 0 | 0 | 0 | 0.015964
1992 | 89.0625 | 0 | 0 | 0 | 0 | 0 | 0 | 0.01566 | 0.019955
1992 | 89.0729 | 0 | 0 | 0 | 0 | 0 | 0 | 0.027405 | 0.011973
1992 | 89.0833 | 0 | 0 | 0 | 0 | 0 | 0 | 0.050895 | 0.027937
1992 | 89.0938 | 0 | 0 | 0 | 0 | 0 | 0 | 0.01566 | 0.023946
1992 | 89.1042 | 0 | 0 | 0 | 0 | 0 | 0 | 0.043065 | 0.015964
1992 | 89.1146 | 0 | 0 | 0 | 0 | 0 | 0 | 0.00783 | 0.027937
1992 | 89.125 | 0 | 0 | 0 | 0 | 0 | 0 | 0.019575 | 0.03991
1992 | 89.1354 | 0 | 0 | 0 | 0 | 0 | 0 | 0.043065 | -0.003991
1992 | 89.1458 | 0 | 0 | 0 | 0 | 0 | 0 | 0.01566 | 0.011973
1992 | 89.1563 | 0 | 0 | 0 | 0 | 0 | 0 | 0.00783 | 0.03991
1992 | 89.1667 | 0 | 0 | 0 | 0 | 0 | 0 | 0.011745 | -0.019955
1992 | 89.1771 | 0 | 0 | 0 | 0 | 0 | 0 | 0.02349 | 0.047892
1992 | 89.1875 | 0 | 0 | 0 | 0 | 0 | 0 | 0.03915 | 0.027937
1992 | 89.1979 | 0 | 0 | 0 | 0 | 0 | 0 | 0.019575 | 0.003991
1992 | 89.2083 | 0 | 0 | 0 | 0 | 0 | 0 | 0.04698 | 0.063856
1992 | 89.2188 | 0 | 0 | 0 | 0 | 0 | 0 | 0.03132 | -0.003991
1992 | 89.2292 | 0 | 0 | 0 | 0 | 0 | 0 | 0.003915 | 0.043901
1992 | 89.2396 | 0 | 0 | 0 | 0 | 0 | 0 | 0.06264 | -0.003991
1992 | 89.25 | 0 | 0 | 0 | 0 | 0 | 0 | -0.003915 | 0.023946
1992 | 89.2604 | 0 | 0 | 0 | 0 | 0 | 0 | 0.050895 | 0.035919
1992 | 89.2708 | 0 | 0 | 0 | 0 | 0 | 0 | -0.003915 | 0.019955
1992 | 89.2813 | 0 | 0 | 0 | 0 | 0 | 0 | 0.035235 | 0.003991
1992 | 89.2917 | 0 | 0 | 0 | 0 | 0 | 0 | 0.050895 | -0.011973
1992 | 89.3021 | 0 | 0 | 0 | 0 | 0 | 0 | 0.04698 | 0.095784
1992 | 89.3125 | 0 | 0 | 0 | 0 | 0 | 0 | 0.03132 | -0.007982
1992 | 89.3229 | 0 | 0 | 0 | 0 | 0 | 0 | 0.03132 | 0.023946
1992 | 89.3333 | 0 | 0 | 0 | 0 | 0 | 0 | 0.043065 | 0.031928
1992 | 89.3438 | 0 | 0 | 0 | 0 | 0 | 0 | 0.058725 | 0.063856
1992 | 89.3542 | 0 | 0 | 0 | 0 | 0 | 0 | 0.011745 | 0.055874
1992 | 89.3646 | 0 | 0 | 0 | 0 | 0 | 0 | 0.090045 | 0.055874
1992 | 89.375 | 0 | 0 | 0 | 0 | 0 | 0 | 0.15269 | 0.051883
1992 | 89.3854 | 0 | 0 | 0 | 0 | 0 | 0 | 0.066555 | 0.099775
1992 | 89.3958 | 0 | 0 | 0 | 0 | 0 | 0 | 0.035235 | 0.051883
1992 | 89.4063 | 0 | 0 | 0 | 0 | 0 | 0 | 0.10962 | 0.12372
1992 | 89.4167 | 0 | 0 | 0 | 0 | 0 | 0 | 0.050895 | 0.051883
1992 | 89.4271 | 0 | 0 | 0 | 0 | 0 | 0 | 0.1566 | 0.075829
1992 | 89.4375 | 0 | 0 | 0 | 0 | 0 | 0 | 0.066555 | 0.11574
1992 | 89.4479 | 0 | 0 | 0 | 0 | 0 | 0 | 0.14485 | 0.12771
1992 | 89.4583 | 0 | 0 | 0 | 0 | 0 | 0 | 0.12919 | 0.14767
1992 | 89.4688 | 0 | 0 | 0 | 0 | 0 | 0 | 0.16052 | 0.12372
1992 | 89.4792 | 0 | 0 | 0 | 0 | 0 | 0 | 0.11745 | 0.11973
1992 | 89.4896 | 0 | 0 | 0 | 0 | 0 | 0 | 0.1566 | 0.14368
1992 | 89.5 | 0 | 0 | 0 | 0 | 0 | 0 | 0.22707 | 0.15166
1992 | 89.5104 | 0 | 0 | 0 | 0 | 0 | 0 | 0.12919 | 0.21551
1992 | 89.5208 | 0 | 0 | 0 | 0 | 0 | 0 | 0.184 | 0.16762
1992 | 89.5313 | 0 | 0 | 0 | 0 | 0 | 0 | 0.25447 | 0.13969
1992 | 89.5417 | 0 | 0 | 0 | 0 | 0 | 0 | 0.12137 | 0.19157
1992 | 89.5521 | 0 | 0 | 0 | 0 | 0 | 0 | 0.24664 | 0.19955
1992 | 89.5625 | 0 | 0 | 0 | 0 | 0 | 0 | 0.24273 | 0.15565
1992 | 89.5729 | 0 | 0 | 0 | 0 | 0 | 0 | 0.19183 | 0.17959
1992 | 89.5833 | 0 | 0 | 0 | 0 | 0 | 0 | 0.19184 | 0.20354
1992 | 89.5938 | 0 | 0 | 0 | 0 | 0 | 0 | 0.17618 | 0.14767
1992 | 89.6042 | 0 | 0 | 0 | 0 | 0 | 0 | 0.22707 | 0.18359
1992 | 89.6146 | 0 | 0 | 0 | 0 | 0 | 0 | 0.21924 | 0.19157
1992 | 89.625 | 0 | 0 | 0 | 0 | 0 | 0 | 0.16834 | 0.13969
1992 | 89.6354 | 0 | 0 | 0 | 0 | 0 | 0 | 0.21924 | 0.1317
1992 | 89.6458 | 0 | 0 | 0 | 0 | 0 | 0 | 0.16052 | 0.18758
1992 | 89.6563 | 0 | 0 | 0 | 0 | 0 | 0 | 0.17226 | 0.1756
1992 | 89.6667 | 0 | 0 | 0 | 0 | 0 | 0 | 0.1292 | 0.11175
1992 | 89.6771 | 0 | 0 | 0 | 0 | 0 | 0 | 0.16051 | 0.11175
1992 | 89.6875 | 0 | 0 | 0 | 0 | 0 | 0 | 0.16052 | 0.15166
1992 | 89.6979 | 0 | 0 | 0 | 0 | 0 | 0 | 0.1057 | 0.091793
1992 | 89.7083 | 0 | 0 | 0 | 0 | 0 | 0 | 0.11745 | 0.11175
1992 | 89.7188 | 0 | 0 | 0 | 0 | 0 | 0 | 0.12136 | 0.083811
1992 | 89.7292 | 0 | 0 | 0 | 0 | 0 | 0 | 0.10179 | 0.095784
1992 | 89.7396 | 0 | 0 | 0 | 0 | 0 | 0 | 0.09396 | 0.083811
1992 | 89.75 | 0 | 0 | 0 | 0 | 0 | 0 | 0.08613 | 0.075829
1992 | 89.7604 | 0 | 0 | 0 | 0 | 0 | 0 | 0.07047 | 0.055874
1992 | 89.7708 | 0 | 0 | 0 | 0 | 0 | 0 | 0.058725 | 0.043901
1992 | 89.7813 | 0 | 0 | 0 | 0 | 0 | 0 | 0.04698 | 0.035919
1992 | 89.7917 | 0 | 0 | 0 | 0 | 0 | 0 | 0.035235 | 0.027937
1992 | 89.8021 | 0 | 0 | 0 | 0 | 0 | 0 | 0.03915 | 0.031928
1992 | 89.8125 | 0 | 0 | 0 | 0 | 0 | 0 | 0.011745 | 0.031928
1992 | 89.8229 | 0 | 0 | 0 | 0 | 0 | 0 | 0.019575 | 0.031928
1992 | 89.8333 | 0 | 0 | 0 | 0 | 0 | 0 | 0.02349 | -0.007982
1992 | 89.8438 | 0 | 0 | 0 | 0 | 0 | 0 | 0.011745 | 0.027937
1992 | 89.8542 | 0 | 0.007982 | 0 | 0 | 0 | 0 | 0.003915 | 0.011973
1992 | 89.8646 | 0 | 0 | 0 | 0 | 0 | 0 | 0.011745 | 0.003991
1992 | 89.875 | 0 | 0 | 0 | 0 | 0 | 0 | 0.003915 | 0.015964
1992 | 89.8854 | 0 | 0 | 0 | 0 | 0 | 0 | 0.003915 | -0.007982
1992 | 89.8958 | 0 | 0 | 0 | 0 | 0 | 0 | -0.00783 | 0.003991
1992 | 89.9063 | 0 | 0 | 0 | 0 | 0 | 0 | 0.00783 | -0.003991
1992 | 89.9167 | 0 | 0 | 0 | 0 | 0 | 0 | 0.003915 | 0.003991
1992 | 89.9271 | 0 | 0 | 0 | 0 | 0 | 0 | 0.003915 | 0.003991
1992 | 89.9375 | 0 | 0 | 0 | 0 | 0 | 0 | -0.003915 | 0
1992 | 89.9479 | 0 | 0 | 0 | 0 | 0 | 0 | 0 | 0.011973
1992 | 89.9583 | 0 | 0 | 0 | 0 | 0 | 0 | 0.003915 | 0.007982
1992 | 89.9688 | 0 | 0.023946 | 0 | 0 | 0 | 0 | 0.00783 | 0.003991
1992 | 89.9792 | 0.00783 | 0 | 0 | 0 | 0 | 0 | 0 | 0.011973
1992 | 89.9896 | 0 | 0.015964 | 0 | 0 | 0 | 0 | 0.003915 | 0.007982
1992 | 90 | 0.00783 | 0 | 0 | 0 | 0 | 0 | 0.003915 | 0.023946
1992 | 90.0104 | 0 | 0 | 0 | 0 | 0 | 0 | 0.011745 | -0.007982
1992 | 90.0208 | 0 | 0 | 0 | 0 | 0 | 0 | -0.003915 | 0.003991
1992 | 90.0313 | 0.00783 | 0 | 0 | 0 | 0 | 0 | 0 | 0.027937
1992 | 90.0417 | 0 | 0.03991 | 0 | 0 | 0 | 0 | 0 | 0.011973
1992 | 90.0521 | 0 | 0 | 0 | 0 | 0 | 0 | 0.003915 | -7.1054e-15
1992 | 90.0625 | 0 | 0 | 0 | 0 | 0 | 0 | 0 | 0.007982
1992 | 90.0729 | 0 | 0 | 0 | 0 | 0 | 0 | 0 | 0.003991
1992 | 90.0833 | 0 | 0 | 0 | 0 | 0 | 0 | -0.00783 | -0.003991
1992 | 90.0938 | 0 | 0 | 0 | 0 | 0 | 0 | 0.011745 | 0.003991
1992 | 90.1042 | 0.00783 | 0 | 0 | 0 | 0 | 0 | 0 | 0
1992 | 90.1146 | 0 | 0 | 0 | 0 | 0 | 0 | 0.011745 | 0.007982
1992 | 90.125 | 0 | 0 | 0 | 0 | 0 | 0 | -0.003915 | -0.003991
1992 | 90.1354 | 0 | 0.007982 | 0 | 0 | 0 | 0 | 0.003915 | 0.003991
1992 | 90.1458 | 0 | 0 | 0 | 0 | 0 | 0 | -0.003915 | -0.003991
1992 | 90.1563 | 0 | 0 | 0 | 0 | 0 | 0 | 0 | 0.007982
1992 | 90.1667 | 0 | 0 | 0 | 0 | 0 | 0 | 0 | 0.003991
1992 | 90.1771 | 0 | 0 | 0 | 0 | 0 | 0 | 0 | 0
1992 | 90.1875 | 0 | 0.015964 | 0 | 0 | 0 | 0 | -0.003915 | 0.011973
1992 | 90.1979 | 0 | 0 | 0 | 0 | 0 | 0 | 0 | 0
1992 | 90.2083 | 0 | 0 | 0 | 0 | 0 | 0 | 0 | 0.011973
1992 | 90.2188 | 0 | 0.007982 | 0 | 0 | 0 | 0 | 0.003915 | 0
1992 | 90.2292 | 0 | 0 | 0 | 0 | 0 | 0 | 0 | 0.007982
1992 | 90.2396 | 0 | 0 | 0 | 0 | 0 | 0 | -0.003915 | 0.007982
1992 | 90.25 | 0 | 0 | 0 | 0 | 0 | 0 | 0.003915 | 0.003991
1992 | 90.2604 | 0 | 0 | 0 | 0 | 0 | 0 | 0 | -0.003991
1992 | 90.2708 | 0 | 0 | 0 | 0 | 0 | 0 | 0 | 0.003991
1992 | 90.2813 | 0 | 0 | 0 | 0 | 0 | 0 | 0 | -0.007982
1992 | 90.2917 | 0.00783 | 0 | 0 | 0 | 0 | 0 | 0.00783 | 0.011973
1992 | 90.3021 | 0 | 0 | 0 | 0 | 0 | 0 | 0 | 0.003991
1992 | 90.3125 | 0 | 0 | 0 | 0 | 0 | 0 | 0 | 0
1992 | 90.3229 | 0 | 0 | 0 | 0 | 0 | 0 | 0.003915 | 0
1992 | 90.3333 | 0 | 0 | 0 | 0 | 0 | 0 | 0.011745 | 0.007982
1992 | 90.3438 | 0 | 0 | 0 | 0 | 0 | 0 | 0.01566 | 0.003991
1992 | 90.3542 | 0 | 0 | 0 | 0 | 0 | 0 | 0.01566 | 0.027937
1992 | 90.3646 | 0 | 0 | 0 | 0 | 0 | 0 | 0.035235 | 0.03991
1992 | 90.375 | 0 | 0 | 0 | 0 | 0 | 0 | 0.04698 | 0.043901
1992 | 90.3854 | 0 | 0 | 0 | 0 | 0 | 0 | 0.050895 | 0.063856
1992 | 90.3958 | 0 | 0 | 0 | 0 | 0 | 0 | 0.07047 | 0.055874
1992 | 90.4063 | 0 | 0 | 0 | 0 | 0 | 0 | 0.06264 | 0.071838
1992 | 90.4167 | 0 | 0 | 0 | 0 | 0 | 0 | 0.09396 | 0.095784
1992 | 90.4271 | 0 | 0 | 0 | 0 | 0 | 0 | 0.082215 | 0.067847
1992 | 90.4375 | 0 | 0 | 0 | 0 | 0 | 0 | 0.09396 | 0.095784
1992 | 90.4479 | 0 | 0 | 0 | 0 | 0 | 0 | 0.10179 | 0.11175
1992 | 90.4583 | 0 | 0 | 0 | 0 | 0 | 0 | 0.10962 | 0.10776
1992 | 90.4688 | 0 | 0 | 0 | 0 | 0 | 0 | 0.10571 | 0.10776
1992 | 90.4792 | 0 | 0 | 0 | 0 | 0 | 0 | 0.11353 | 0.12372
1992 | 90.4896 | 0 | 0 | 0 | 0 | 0 | 0 | 0.1292 | 0.11175
1992 | 90.5 | 0 | 0 | 0 | 0 | 0 | 0 | 0.12136 | 0.12372
1992 | 90.5104 | 0 | 0 | 0 | 0 | 0 | 0 | 0.12136 | 0.1317
1992 | 90.5208 | 0 | 0 | 0 | 0 | 0 | 0 | 0.14877 | 0.14767
1992 | 90.5313 | 0 | 0 | 0 | 0 | 0 | 0 | 0.13311 | 0.12771
1992 | 90.5417 | 0 | 0 | 0 | 0 | 0 | 0 | 0.14877 | 0.15166
1992 | 90.5521 | 0 | 0 | 0 | 0 | 0 | 0 | 0.16443 | 0.18359
1992 | 90.5625 | 0 | 0 | 0 | 0 | 0 | 0 | 0.13702 | 0.11973
1992 | 90.5729 | 0 | 0 | 0 | 0 | 0 | 0 | 0.12136 | 0.12771
1992 | 90.5833 | 0 | 0 | 0 | 0 | 0 | 0 | 0.097875 | 0.099775
1992 | 90.5938 | 0 | 0 | 0 | 0 | 0 | 0 | 0.097875 | 0.091793
1992 | 90.6042 | 0 | 0 | 0 | 0 | 0 | 0 | 0.12136 | 0.13968
1992 | 90.6146 | 0 | 0 | 0 | 0 | 0 | 0 | 0.1566 | 0.13969
1992 | 90.625 | 0 | 0 | 0 | 0 | 0 | 0 | 0.14486 | 0.15964
1992 | 90.6354 | 0 | 0 | 0 | 0 | 0 | 0 | 0.14094 | 0.15964
1992 | 90.6458 | 0 | 0 | 0 | 0 | 0 | 0 | 0.15269 | 0.13969
1992 | 90.6563 | 0 | 0 | 0 | 0 | 0 | 0 | 0.13702 | 0.13969
1992 | 90.6667 | 0 | 0 | 0 | 0 | 0 | 0 | 0.12528 | 0.10377
1992 | 90.6771 | 0 | 0 | 0 | 0 | 0 | 0 | 0.09396 | 0.11175
1992 | 90.6875 | 0 | 0 | 0 | 0 | 0 | 0 | 0.12136 | 0.099775
1992 | 90.6979 | 0 | 0 | 0 | 0 | 0 | 0 | 0.09396 | 0.12771
1992 | 90.7083 | 0 | 0 | 0 | 0 | 0 | 0 | 0.1057 | 0.067847
1992 | 90.7188 | 0 | 0 | 0 | 0 | 0 | 0 | 0.090045 | 0.099775
1992 | 90.7292 | 0 | 0 | 0 | 0 | 0 | 0 | 0.066555 | 0.067847
1992 | 90.7396 | 0 | 0 | 0 | 0 | 0 | 0 | 0.06264 | 0.071838
1992 | 90.75 | 0 | 0 | 0 | 0 | 0 | 0 | 0.06264 | 0.051883
1992 | 90.7604 | 0 | 0 | 0 | 0 | 0 | 0 | 0.05481 | 0.047892
1992 | 90.7708 | 0 | 0 | 0 | 0 | 0 | 0 | 0.035235 | 0.043901
1992 | 90.7813 | 0 | 0 | 0 | 0 | 0 | 0 | 0.027405 | 0.023946
1992 | 90.7917 | 0 | 0 | 0 | 0 | 0 | 0 | 0.011745 | 0.015964
1992 | 90.8021 | 0 | 0 | 0 | 0 | 0 | 0 | 0.03132 | 0.015964
1992 | 90.8125 | 0 | 0 | 0 | 0 | 0 | 0 | 0.00783 | 0.027937
1992 | 90.8229 | 0 | 0 | 0 | 0 | 0 | 0 | 0.011745 | 0.003991
1992 | 90.8333 | 0 | 0 | 0 | 0 | 0 | 0 | 0.011745 | 0.015964
1992 | 90.8438 | 0 | 0.015964 | 0 | 0 | 0 | 0 | 0.00783 | 0.011973
1992 | 90.8542 | 0 | 0 | 0 | 0 | 0 | 0 | 0.011745 | 0.019955
1992 | 90.8646 | 0 | 0 | 0 | 0 | 0 | 0 | 0.011745 | 0.011973
1992 | 90.875 | 0 | 0 | 0 | 0 | 0 | 0 | -0.003915 | 0.003991
1992 | 90.8854 | 0 | 0 | 0 | 0 | 0 | 0 | 0.003915 | 0.011973
1992 | 90.8958 | 0 | 0 | 0 | 0 | 0 | 0 | 0.01566 | 0.011973
1992 | 90.9063 | 0 | 0 | 0 | 0 | 0 | 0 | 0.011745 | 0.007982
1992 | 90.9167 | 0 | 0 | 0 | 0 | 0 | 0 | 0.01566 | 0.023946
1992 | 90.9271 | 0 | 0 | 0 | 0 | 0 | 0 | 0.011745 | 0.003991
1992 | 90.9375 | 0 | 0 | 0 | 0 | 0 | 0 | 0.01566 | 0.015964
1992 | 90.9479 | 0 | 0 | 0 | 0 | 0 | 0 | 0.01566 | 0.019955
1992 | 90.9583 | 0 | 0 | 0 | 0 | 0 | 0 | 0.019575 | 0.027937
1992 | 90.9688 | 0 | 0 | 0 | 0 | 0 | 0 | 0.011745 | 0.011973
1992 | 90.9792 | 0 | 0 | 0 | 0 | 0 | 0 | 0.003915 | 0.011973
1992 | 90.9896 | 0 | 0 | 0 | 0 | 0 | 0 | 0.01566 | 0.007982
1992 | 91 | 0 | 0 | 0 | 0 | 0 | 0 | 0.01566 | 0.011973
1992 | 91.0104 | 0 | 0 | 0 | 0 | 0 | 0 | 0.003915 | 0
1992 | 91.0208 | 0 | 0 | 0 | 0 | 0 | 0 | 0.00783 | 0.011973
1992 | 91.0313 | 0 | 0 | 0 | 0 | 0 | 0 | 0.011745 | 0.011973
1992 | 91.0417 | 0 | 0 | 0 | 0 | 0 | 0 | 0.003915 | 0
1992 | 91.0521 | 0 | 0 | 0 | 0 | 0 | 0 | 0.00783 | 0.007982
1992 | 91.0625 | 0 | 0 | 0 | 0 | 0 | 0 | -0.003915 | 0.011973
1992 | 91.0729 | 0 | 0 | 0 | 0 | 0 | 0 | 0.011745 | 0.003991
1992 | 91.0833 | 0 | 0 | 0 | 0 | 0 | 0 | 0 | -0.003991
1992 | 91.0938 | 0 | 0 | 0 | 0 | 0 | 0 | 0.003915 | 0.011973
1992 | 91.1042 | 0 | 0 | 0 | 0 | 0 | 0 | 0 | 0.003991
1992 | 91.1146 | 0 | 0 | 0 | 0 | 0 | 0 | 0.00783 | 0.007982
1992 | 91.125 | 0 | 0.007982 | 0 | 0 | 0 | 0 | 0 | 0
1992 | 91.1354 | 0 | 0 | 0 | 0 | 0 | 0 | 0.003915 | 0.011973
1992 | 91.1458 | 0 | 0 | 0 | 0 | 0 | 0 | 0.003915 | -0.003991
1992 | 91.1563 | 0 | 0 | 0 | 0 | 0 | 0 | 0 | 0.011973
1992 | 91.1667 | 0 | 0 | 0 | 0 | 0 | 0 | 0.00783 | 0.003991
1992 | 91.1771 | 0 | 0 | 0 | 0 | 0 | 0 | 0 | 0.003991
1992 | 91.1875 | 0 | 0 | 0 | 0 | 0 | 0 | 0.00783 | 0.007982
1992 | 91.1979 | 0 | 0 | 0 | 0 | 0 | 0 | 0 | -0.007982
1992 | 91.2083 | 0 | 0 | 0 | 0 | 0 | 0 | 0 | 0.003991
1992 | 91.2188 | 0 | 0 | 0 | 0 | 0 | 0 | 0 | 0
1992 | 91.2292 | 0 | 0 | 0 | 0 | 0 | 0 | 0 | 0
1992 | 91.2396 | 0 | 0 | 0 | 0 | 0 | 0 | 0.003915 | 0.019955
1992 | 91.25 | 0 | 0 | 0 | 0 | 0 | 0 | 0 | -0.003991
1992 | 91.2604 | 0 | 0 | 0 | 0 | 0 | 0 | 0.003915 | -0.003991
1992 | 91.2708 | 0 | 0 | 0 | 0 | 0 | 0 | 0.003915 | 0.007982
1992 | 91.2813 | 0 | 0 | 0 | 0 | 0 | 0 | 0 | 0
1992 | 91.2917 | 0 | 0 | 0 | 0 | 0 | 0 | 0.011745 | 0.011973
1992 | 91.3021 | 0 | 0 | 0 | 0 | 0 | 0 | 0.011745 | 0.023946
1992 | 91.3125 | 0 | 0 | 0 | 0 | 0 | 0 | 0.00783 | -0.003991
1992 | 91.3229 | 0 | 0 | 0 | 0 | 0 | 0 | 0 | 0.015964
1992 | 91.3333 | 0 | 0 | 0 | 0 | 0 | 0 | 0.019575 | -0.003991
1992 | 91.3438 | 0 | 0 | 0 | 0 | 0 | 0 | 0.01566 | 0.011973
1992 | 91.3542 | 0 | 0 | 0 | 0 | 0 | 0 | 0.011745 | 0.016563
1992 | 91.3646 | 0 | 0 | 0 | 0 | 0 | 0 | 0.035235 | 0.027538
1992 | 91.375 | 0 | 0 | 0 | 0 | 0 | 0 | 0.03132 | 0.027538
1992 | 91.3854 | 0 | 0 | 0 | 0 | 0 | 0 | 0.027405 | 0.016563
1992 | 91.3958 | 0 | 0 | 0 | 0 | 0 | 0 | 0.02349 | 0.035919
1992 | 91.4063 | 0 | 0 | 0 | 0 | 0 | 0 | 0.03132 | 0.007982
1992 | 91.4167 | 0 | 0 | 0 | 0 | 0 | 0 | 0.011745 | 0.015964
1992 | 91.4271 | 0 | 0 | 0.13311 | 0.14368 | 0 | 0 | 0 | 0
1992 | 91.4375 | 0 | 0 | 0.90828 | 0.9738 | 0 | 0 | 0 | 0
1992 | 91.4479 | 0 | 0 | 0.35235 | 0.3113 | 0 | 0 | -0.019575 | 0.011973
1992 | 91.4583 | 0 | 0 | 0 | 0 | 0 | 0 | 0.043065 | 0.027937
1992 | 91.4688 | 0 | 0 | 0 | 0 | 0 | 0 | 0.019575 | 0.015964
1992 | 91.4792 | 0 | 0 | 0 | 0 | 0 | 0 | 0.003915 | 0.019955
1992 | 91.4896 | 0 | 0 | 0 | 0 | 0 | 0 | 0.019575 | 0.003991
1992 | 91.5 | 0 | 0 | 0 | 0 | 0 | 0 | 0.03132 | 0.027937
1992 | 91.5104 | 0 | 0 | 0 | 0 | 0 | 0 | 0.01566 | 0.023946
1992 | 91.5208 | 0 | 0 | 0 | 0 | 0 | 0 | 0.02349 | 0.015964
1992 | 91.5313 | 0 | 0 | 0 | 0 | 0 | 0 | -0.003915 | -0.011973
1992 | 91.5417 | 0.01566 | 0 | 0 | 0 | 0 | 0 | -0.003915 | -0.007982
1992 | 91.5521 | 0 | 0 | 0 | 0 | 0 | 0 | 0.00783 | 0.019955
1992 | 91.5625 | 0 | 0 | 0 | 0 | 0 | 0 | 0.027405 | 0.015964
1992 | 91.5729 | 0 | 0 | 0 | 0 | 0 | 0 | 0.019575 | 0.011973
1992 | 91.5833 | 0 | 0 | 0 | 0 | 0 | 0 | 0.011745 | 0.027937
1992 | 91.5938 | 0 | 0 | 0 | 0 | 0 | 0 | 0.027405 | 0.019955
1992 | 91.6042 | 0 | 0 | 0 | 0 | 0 | 0 | 0.058725 | 0.07982
1992 | 91.6146 | 0 | 0 | 0 | 0 | 0 | 0 | 0.12136 | 0.10377
1992 | 91.625 | 0 | 0 | 0 | 0 | 0 | 0 | 0.11745 | 0.11574
1992 | 91.6354 | 0 | 0 | 0 | 0 | 0 | 0 | 0.074385 | 0.083811
1992 | 91.6458 | 0 | 0 | 0 | 0 | 0 | 0 | 0.097875 | 0.07982
1992 | 91.6563 | 0 | 0 | 0 | 0 | 0 | 0 | 0.074385 | 0.07982
1992 | 91.6667 | 0 | 0 | 0 | 0 | 0 | 0 | 0.050895 | 0.047892
1992 | 91.6771 | 0 | 0 | 0 | 0 | 0 | 0 | 0.074385 | 0.087802
1992 | 91.6875 | 0 | 0 | 0 | 0 | 0 | 0 | 0.05481 | 0.07982
1992 | 91.6979 | 0 | 0 | 0 | 0 | 0 | 0 | 0.074385 | 0.07982
1992 | 91.7083 | 0 | 0 | 0 | 0 | 0 | 0 | 0.0783 | 0.067847
1992 | 91.7188 | 0 | 0 | 0 | 0 | 0 | 0 | 0.043065 | 0.03991
1992 | 91.7292 | 0 | 0 | 0 | 0 | 0 | 0 | 0.043065 | 0.051883
1992 | 91.7396 | 0 | 0 | 0 | 0 | 0 | 0 | 0.04698 | 0.043901
1992 | 91.75 | 0 | 0 | 0 | 0 | 0 | 0 | 0.03915 | 0.043901
1992 | 91.7604 | 0 | 0 | 0 | 0 | 0 | 0 | 0.04698 | 0.03991
1992 | 91.7708 | 0 | 0 | 0 | 0 | 0 | 0 | 0.035235 | 0.035919
1992 | 91.7813 | 0 | 0 | 0 | 0 | 0 | 0 | 0.027405 | 0.007982
1992 | 91.7917 | 0 | 0 | 0 | 0 | 0 | 0 | 0.02349 | 0.027937
1992 | 91.8021 | 0 | 0 | 0.03132 | 0.047892 | 0 | 0 | -0.003915 | 0.007982
1992 | 91.8125 | 0 | 0 | 0.39933 | 0.45497 | 0 | 0 | 0 | 0
1992 | 91.8229 | 0 | 0 | 0.21924 | 0.1756 | 0 | 0 | 0 | 0
1992 | 91.8333 | 0 | 0 | 1.1119 | 1.1175 | 0 | 0 | 0 | 0
1992 | 91.8438 | 0 | 0 | 1.1823 | 1.0456 | 0 | 0 | 0 | 0
1992 | 91.8542 | 0 | 0 | 0.69687 | 0.69443 | 0 | 0 | 0 | 0
1992 | 91.8646 | 0 | 0 | 0.94743 | 0.90995 | 0 | 0 | 0 | 0
1992 | 91.875 | 0 | 0 | 0.48546 | 0.53479 | 0 | 0 | 0 | 0
1992 | 91.8854 | 0 | 0 | 1.151 | 1.4128 | 0 | 0 | 0 | 0
1992 | 91.8958 | 0 | 0.055874 | 0.37584 | 0.2235 | 0 | 0 | 0.003915 | 0.063856
1992 | 91.9063 | 0 | 0 | 0.19575 | 0.21551 | 0 | 0 | 0.03132 | 0.047892
1992 | 91.9167 | 0 | 0 | 0.12528 | 0.15166 | 0 | 0 | 0.05481 | 0
1992 | 91.9271 | 0 | 0 | 0.18009 | 0.27937 | 0 | 0 | 0.09396 | 0.019955
1992 | 91.9375 | 0 | 0.007982 | 0.3132 | 0.24744 | 0 | 0 | -0.035235 | 0.019955
1992 | 91.9479 | 0 | 0 | 0.54027 | 0.56672 | 0 | 0 | 0 | 0
1992 | 91.9583 | 0 | 0 | 0.53244 | 0.61461 | 0 | 0 | 0 | 0
1992 | 91.9688 | 0 | 0 | 0.65772 | 0.72636 | 0 | 0 | 0 | 0
1992 | 91.9792 | 0 | 0 | 0.61074 | 0.72636 | 0 | 0 | 0 | 0
1992 | 91.9896 | 0 | 0 | 0.3132 | 0.40708 | 0 | 0 | 0 | 0
1992 | 92 | 0 | 0 | 0.2349 | 0.15964 | 0 | 0 | 0 | 0
1992 | 92.0104 | 0 | 0 | 0.18009 | 0.19157 | 0 | 0 | 0 | 0
1992 | 92.0208 | 0 | 0 | 0.18009 | 0.18359 | 0 | 0 | 0 | 0.007982
1992 | 92.0313 | 0 | 0 | 0.17226 | 0.15166 | 0 | 0 | 0 | 0
1992 | 92.0417 | 0 | 0 | 0.17226 | 0.21551 | 0 | 0 | 0 | 0
1992 | 92.0521 | 0 | 0 | 0.18792 | 0.19157 | 0 | 0 | 0 | 0
1992 | 92.0625 | 0 | 0 | 0.25056 | 0.21551 | 0 | 0 | 0 | 0.007982
1992 | 92.0729 | 0 | 0.03991 | 0.01566 | 0 | 0 | 0 | 0 | -0.019955
1992 | 92.0833 | 0 | 0 | 0.03132 | 0 | 0 | 0 | -0.027405 | -0.023946
1992 | 92.0938 | 0 | 0.007982 | 0 | 0 | 0 | 0 | 0.003915 | -0.003991
1992 | 92.1042 | 0.01566 | 0 | 0 | 0 | 0 | 0 | 0.003915 | 0.015964
1992 | 92.1146 | 0 | 0 | 0 | 0 | 0 | 0 | 0.011745 | 0.015964
1992 | 92.125 | 0 | 0 | 0 | 0 | 0 | 0 | 0.003915 | 0.015964
1992 | 92.1354 | 0 | 0 | 0 | 0 | 0 | 0 | -0.003915 | 0.003991
1992 | 92.1458 | 0 | 0 | 0 | 0 | 0 | 0 | 0.011745 | 0.015964
1992 | 92.1563 | 0 | 0 | 0 | 0 | 0 | 0 | 0.00783 | 0.003991
1992 | 92.1667 | 0 | 0 | 0 | 0 | 0 | 0 | 0 | 0.011973
1992 | 92.1771 | 0 | 0 | 0 | 0 | 0 | 0 | 0.00783 | 0.003991
1992 | 92.1875 | 0 | 0 | 0 | 0 | 0 | 0 | -0.003915 | 0.007982
1992 | 92.1979 | 0 | 0.007982 | 0 | 0 | 0 | 0 | 0.011745 | 0
1992 | 92.2083 | 0.00783 | 0 | 0 | 0 | 0 | 0 | 1.4211e-14 | 0.015964
1992 | 92.2188 | 0 | 0 | 0 | 0 | 0 | 0 | 0.003915 | 0.003991
1992 | 92.2292 | 0 | 0 | 0 | 0 | 0 | 0 | 0.00783 | -0.003991
1992 | 92.2396 | 0 | 0 | 0 | 0 | 0 | 0 | 0.00783 | 0.003991
1992 | 92.25 | 0 | 0 | 0 | 0 | 0 | 0 | 0.01566 | 0.023946
1992 | 92.2604 | 0 | 0 | 0 | 0 | 0 | 0 | 0 | 0.011973
1992 | 92.2708 | 0 | 0 | 0 | 0 | 0 | 0 | 0.00783 | 0.007982
1992 | 92.2813 | 0 | 0.015964 | 0 | 0 | 0 | 0 | 0.00783 | 0.027937
1992 | 92.2917 | 0 | 0 | 0 | 0 | 0 | 0 | 0.00783 | 0.011973
1992 | 92.3021 | 0 | 0 | 0 | 0 | 0 | 0 | 0.00783 | 0.011973
1992 | 92.3125 | 0 | 0 | 0 | 0 | 0 | 0 | 0.011745 | 0.027937
1992 | 92.3229 | 0 | 0 | 0 | 0 | 0 | 0 | 0.011745 | 0.003991
1992 | 92.3333 | 0 | 0 | 0 | 0 | 0 | 0 | 0.003915 | 0.007982
1992 | 92.3438 | 0 | 0 | 0 | 0 | 0 | 0 | 0.019575 | -0.003991
1992 | 92.3542 | 0 | 0 | 0 | 0 | 0 | 0 | 0.02349 | 0.03991
1992 | 92.3646 | 0 | 0 | 0 | 0 | 0 | 0 | 0.011745 | 0.019955
1992 | 92.375 | 0 | 0 | 0 | 0 | 0 | 0 | 0.00783 | 0.011973
1992 | 92.3854 | 0 | 0 | 0 | 0 | 0 | 0 | 0.01566 | 0.015964
1992 | 92.3958 | 0 | 0 | 0 | 0 | 0 | 0 | 0.011745 | 0.043901
1992 | 92.4063 | 0 | 0 | 0 | 0 | 0 | 0 | 0.01566 | 0.047892
1992 | 92.4167 | 0 | 0 | 0 | 0 | 0 | 0 | 0.035235 | 0.051883
1992 | 92.4271 | 0 | 0 | 0 | 0 | 0 | 0 | 0.043065 | 0.047892
1992 | 92.4375 | 0 | 0 | 0 | 0 | 0 | 0 | 0.06264 | 0.087802
1992 | 92.4479 | 0 | 0 | 0 | 0 | 0 | 0 | 0.08613 | 0.099775
1992 | 92.4583 | 0 | 0 | 0 | 0 | 0 | 0 | 0.08613 | 0.071838
1992 | 92.4688 | 0 | 0 | 0 | 0 | 0 | 0 | 0.1057 | 0.1317
1992 | 92.4792 | 0 | 0 | 0 | 0 | 0 | 0 | 0.10571 | 0.095784
1992 | 92.4896 | 0 | 0 | 0 | 0 | 0 | 0 | 0.11353 | 0.11574
1992 | 92.5 | 0 | 0 | 0 | 0 | 0 | 0 | 0.12137 | 0.14368
1992 | 92.5104 | 0 | 0 | 0 | 0 | 0 | 0 | 0.12136 | 0.12372
1992 | 92.5208 | 0 | 0 | 0 | 0 | 0 | 0 | 0.13311 | 0.12372
1992 | 92.5313 | 0 | 0 | 0 | 0 | 0 | 0 | 0.13311 | 0.1317
1992 | 92.5417 | 0 | 0 | 0 | 0 | 0 | 0 | 0.14485 | 0.13569
1992 | 92.5521 | 0 | 0 | 0 | 0 | 0 | 0 | 0.10962 | 0.091793
1992 | 92.5625 | 0 | 0 | 0 | 0 | 0 | 0 | 0.11745 | 0.13569
1992 | 92.5729 | 0 | 0 | 0 | 0 | 0 | 0 | 0.13311 | 0.14767
1992 | 92.5833 | 0 | 0 | 0 | 0 | 0 | 0 | 0.13702 | 0.15166
1992 | 92.5938 | 0 | 0 | 0 | 0 | 0 | 0 | 0.1292 | 0.11973
1992 | 92.6042 | 0 | 0 | 0 | 0 | 0 | 0 | 0.13702 | 0.10776
1992 | 92.6146 | 0 | 0 | 0 | 0 | 0 | 0 | 0.097875 | 0.11574
1992 | 92.625 | 0 | 0 | 0 | 0 | 0 | 0 | 0.12136 | 0.10776
1992 | 92.6354 | 0 | 0 | 0 | 0 | 0 | 0 | 0.12137 | 0.10776
1992 | 92.6458 | 0 | 0 | 0 | 0 | 0 | 0 | 0.10179 | 0.12372
1992 | 92.6563 | 0 | 0 | 0 | 0 | 0 | 0 | 0.11353 | 0.083811
1992 | 92.6667 | 0 | 0 | 0 | 0 | 0 | 0 | 0.097875 | 0.11973
1992 | 92.6771 | 0 | 0 | 0 | 0 | 0 | 0 | 0.08613 | 0.07982
1992 | 92.6875 | 0 | 0 | 0 | 0 | 0 | 0 | 0.082215 | 0.099775
1992 | 92.6979 | 0 | 0 | 0 | 0 | 0 | 0 | 0.0783 | 0.067847
1992 | 92.7083 | 0 | 0 | 0 | 0 | 0 | 0 | 0.05481 | 0.059865
1992 | 92.7188 | 0 | 0 | 0 | 0 | 0 | 0 | 0.06264 | 0.063856
1992 | 92.7292 | 0 | 0 | 0 | 0 | 0 | 0 | 0.050895 | 0.031928
1992 | 92.7396 | 0 | 0 | 0 | 0 | 0 | 0 | 0.043065 | 0.047892
1992 | 92.75 | 0 | 0 | 0 | 0 | 0 | 0 | 0.03132 | 0.031928
1992 | 92.7604 | 0 | 0 | 0 | 0 | 0 | 0 | 0.02349 | 0.035919
1992 | 92.7708 | 0 | 0 | 0 | 0 | 0 | 0 | 0.019575 | 0.019955
1992 | 92.7813 | 0 | 0 | 0 | 0 | 0 | 0 | 0.003915 | 0.011973
1992 | 92.7917 | 0 | 0 | 0 | 0 | 0 | 0 | 0.00783 | -0.003991
1992 | 92.8021 | 0 | 0 | 0 | 0 | 0 | 0 | 0.003915 | 0.007982
1992 | 92.8125 | 0 | 0 | 0 | 0 | 0 | 0 | -0.003915 | 0
1992 | 92.8229 | 0 | 0 | 0 | 0 | 0 | 0 | 0.003915 | -0.003991
1992 | 92.8333 | 0 | 0.023946 | 0 | 0 | 0 | 0 | 0 | 0.015964
1992 | 92.8438 | 0.00783 | 0 | 0 | 0 | 0 | 0 | 0.003915 | 0.011973
1992 | 92.8542 | 0 | 0 | 0 | 0 | 0 | 0 | 0 | -0.007982
1992 | 92.8646 | 0 | 0 | 0 | 0 | 0 | 0 | -0.003915 | 0.015964
1992 | 92.875 | 0 | 0 | 0 | 0 | 0 | 0 | 0.00783 | -0.003991
1992 | 92.8854 | 0.01566 | 0 | 0 | 0 | 0 | 0 | 0.00783 | 0.023946
1992 | 92.8958 | 0 | 0 | 0 | 0 | 0 | 0 | 0.003915 | -0.003991
1992 | 92.9063 | 0 | 0 | 0 | 0 | 0 | 0 | 0 | -0.003991
1992 | 92.9167 | 0 | 0 | 0 | 0 | 0 | 0 | 0.003915 | 0
1992 | 92.9271 | 0 | 0 | 0 | 0 | 0 | 0 | 0 | 0.007982
1992 | 92.9375 | 0.00783 | 0 | 0 | 0 | 0 | 0 | 0.003915 | 0.019955
1992 | 92.9479 | 0 | 0.023946 | 0 | 0 | 0 | 0 | 0.011745 | -0.015964
1992 | 92.9583 | 0 | 0 | 0 | 0 | 0 | 0 | -0.011745 | 0.027937
1992 | 92.9688 | 0 | 0 | 0 | 0 | 0 | 0 | 0 | -0.003991
1992 | 92.9792 | 0.00783 | 0 | 0 | 0 | 0 | 0 | -1.4211e-14 | 0.007982
1992 | 92.9896 | 0 | 0 | 0 | 0 | 0 | 0 | 0.003915 | 0.003991
1992 | 93 | 0 | 0 | 0 | 0 | 0 | 0 | 0 | -0.011973
1992 | 93.0104 | 0 | 0 | 0 | 0 | 0 | 0 | -0.003915 | 0
1992 | 93.0208 | 0 | 0 | 0 | 0 | 0 | 0 | 0.00783 | -0.011973
1992 | 93.0313 | 0 | 0.023946 | 0 | 0 | 0 | 0 | -0.003915 | 0.011973
1992 | 93.0417 | 0.00783 | 0 | 0 | 0 | 0 | 0 | 0 | 0.019955
1992 | 93.0521 | 0 | 0 | 0 | 0 | 0 | 0 | 0 | 0
1992 | 93.0625 | 0 | 0 | 0 | 0 | 0 | 0 | 0 | -0.003991
1992 | 93.0729 | 0 | 0.007982 | 0 | 0 | 0 | 0 | 0 | 0.007982
1992 | 93.0833 | 0 | 0 | 0 | 0 | 0 | 0 | -0.003915 | 0.007982
1992 | 93.0938 | 0 | 0 | 0 | 0 | 0 | 0 | 0.00783 | 0.003991
1992 | 93.1042 | 0 | 0 | 0 | 0 | 0 | 0 | 0.003915 | -0.007982
1992 | 93.1146 | 0.00783 | 0 | 0 | 0 | 0 | 0 | -0.003915 | 0.011973
1992 | 93.125 | 0 | 0 | 0 | 0 | 0 | 0 | 0.003915 | 0.007982
1992 | 93.1354 | 0 | 0.023946 | 0 | 0 | 0 | 0 | 0 | 0.003991
1992 | 93.1458 | 0 | 0 | 0 | 0 | 0 | 0 | 0 | 0.011973
1992 | 93.1563 | 0 | 0 | 0 | 0 | 0 | 0 | 0.00783 | -0.011973
1992 | 93.1667 | 0.00783 | 0 | 0 | 0 | 0 | 0 | 0.00783 | 0.035919
1992 | 93.1771 | 0 | 0 | 0 | 0 | 0 | 0 | 0 | -0.027937
1992 | 93.1875 | 0 | 0 | 0 | 0 | 0 | 0 | 0 | 0.011973
1992 | 93.1979 | 0 | 0 | 0 | 0 | 0 | 0 | 0 | 0.015964
1992 | 93.2083 | 0 | 0 | 0 | 0 | 0 | 0 | 0 | -0.003991
1992 | 93.2188 | 0 | 0 | 0 | 0 | 0 | 0 | 0.011745 | 0.003991
1992 | 93.2292 | 0 | 0 | 0 | 0 | 0 | 0 | 0 | 0.011973
1992 | 93.2396 | 0 | 0 | 0 | 0 | 0 | 0 | 0.011745 | 0.011973
1992 | 93.25 | 0 | 0 | 0 | 0 | 0 | 0 | 0.00783 | 0.003991
1992 | 93.2604 | 0 | 0 | 0 | 0 | 0 | 0 | 0.01566 | 0.015964
1992 | 93.2708 | 0.01566 | 0 | 0 | 0 | 0 | 0 | 0.01566 | -0.007982
1992 | 93.2813 | 0 | 0 | 0 | 0 | 0 | 0 | 0 | 0.007982
1992 | 93.2917 | 0 | 0 | 0 | 0 | 0 | 0 | 0.00783 | -0.003991
1992 | 93.3021 | 0 | 0 | 0 | 0 | 0 | 0 | 0.003915 | 0.011973
1992 | 93.3125 | 0 | 0 | 0 | 0 | 0 | 0 | 0.003915 | 0.007982
1992 | 93.3229 | 0.00783 | 0 | 0 | 0 | 0 | 0 | 0.019575 | 0.015964
1992 | 93.3333 | 0 | 0 | 0 | 0 | 0 | 0 | 0.011745 | 0.007982
1992 | 93.3438 | 0 | 0 | 0 | 0 | 0 | 0 | 0.003915 | 0.027937
1992 | 93.3542 | 0 | 0 | 0 | 0 | 0 | 0 | 0.027405 | 0.015964
1992 | 93.3646 | 0 | 0 | 0 | 0 | 0 | 0 | 0.02349 | 0.015964
1992 | 93.375 | 0 | 0 | 0 | 0 | 0 | 0 | 0.03915 | 0.043901
1992 | 93.3854 | 0 | 0 | 0 | 0 | 0 | 0 | 0.05481 | 0.043901
1992 | 93.3958 | 0 | 0 | 0 | 0 | 0 | 0 | 0.05481 | 0.075829
1992 | 93.4063 | 0 | 0 | 0 | 0 | 0 | 0 | 0.043065 | -0.019955
1992 | 93.4167 | 0 | 0 | 0 | 0 | 0 | 0 | 0.06264 | 0.0089798
1992 | 93.4271 | 0 | 0 | 0 | 0 | 0 | 0 | 0.08613 | 0.0443
1992 | 93.4375 | 0 | 0 | 0 | 0 | 0 | 0 | 0.11353 | 0.093988
1992 | 93.4479 | 0 | 0 | 0 | 0 | 0 | 0 | 0.10962 | 0.11175
1992 | 93.4583 | 0 | 0 | 0 | 0 | 0 | 0 | 0.08613 | 0.055874
1992 | 93.4688 | 0 | 0 | 0 | 0 | 0 | 0 | 0.12137 | 0.1317
1992 | 93.4792 | 0 | 0 | 0 | 0 | 0 | 0 | 0.13311 | 0.11973
1992 | 93.4896 | 0 | 0 | 0 | 0 | 0 | 0 | 0.16051 | 0.15964
1992 | 93.5 | 0 | 0 | 0 | 0 | 0 | 0 | 0.17226 | 0.19556
1992 | 93.5104 | 0 | 0 | 0 | 0 | 0 | 0 | 0.13311 | 0.10776
1992 | 93.5208 | 0 | 0 | 0 | 0 | 0 | 0 | 0.16052 | 0.14368
1992 | 93.5313 | 0 | 0 | 0 | 0 | 0 | 0 | 0.1566 | 0.1756
1992 | 93.5417 | 0 | 0 | 0 | 0 | 0 | 0 | 0.1566 | 0.12372
1992 | 93.5521 | 0 | 0 | 0 | 0 | 0 | 0 | 0.11354 | 0.14368
1992 | 93.5625 | 0 | 0 | 0 | 0 | 0 | 0 | 0.1566 | 0.15565
1992 | 93.5729 | 0 | 0 | 0 | 0 | 0 | 0 | 0.16443 | 0.16363
1992 | 93.5833 | 0 | 0 | 0 | 0 | 0 | 0 | 0.15269 | 0.12372
1992 | 93.5938 | 0 | 0 | 0 | 0 | 0 | 0 | 0.14094 | 0.12771
1992 | 93.6042 | 0 | 0 | 0 | 0 | 0 | 0 | 0.11354 | 0.1317
1992 | 93.6146 | 0 | 0 | 0 | 0 | 0 | 0 | 0.097875 | 0.10377
1992 | 93.625 | 0 | 0 | 0 | 0 | 0 | 0 | 0.14877 | 0.12372
1992 | 93.6354 | 0 | 0 | 0 | 0 | 0 | 0 | 0.11353 | 0.12771
1992 | 93.6458 | 0 | 0 | 0 | 0 | 0 | 0 | 0.10962 | 0.087802
1992 | 93.6563 | 0 | 0 | 0 | 0 | 0 | 0 | 0.08613 | 0.099775
1992 | 93.6667 | 0 | 0 | 0 | 0 | 0 | 0 | 0.11353 | 0.095784
1992 | 93.6771 | 0 | 0 | 0 | 0 | 0 | 0 | 0.10179 | 0.10776
1992 | 93.6875 | 0 | 0 | 0 | 0 | 0 | 0 | 0.10571 | 0.095784
1992 | 93.6979 | 0 | 0 | 0 | 0 | 0 | 0 | 0.11354 | 0.10377
1992 | 93.7083 | 0 | 0 | 0 | 0 | 0 | 0 | 0.0783 | 0.071838
1992 | 93.7188 | 0 | 0 | 0 | 0 | 0 | 0 | 0.090045 | 0.067847
1992 | 93.7292 | 0 | 0 | 0 | 0 | 0 | 0 | 0.066555 | 0.059865
1992 | 93.7396 | 0 | 0 | 0 | 0 | 0 | 0 | 0.066555 | 0.067847
1992 | 93.75 | 0 | 0 | 0 | 0 | 0 | 0 | 0.08613 | 0.067847
1992 | 93.7604 | 0 | 0 | 0 | 0 | 0 | 0 | 0.0783 | 0.055874
1992 | 93.7708 | 0 | 0 | 0 | 0 | 0 | 0 | 0.058725 | 0.047892
1992 | 93.7813 | 0 | 0 | 0 | 0 | 0 | 0 | 0.035235 | 0.047892
1992 | 93.7917 | 0 | 0 | 0 | 0 | 0 | 0 | 0.03132 | 0.015964
1992 | 93.8021 | 0 | 0 | 0 | 0 | 0 | 0 | 0.01566 | 0.011973
1992 | 93.8125 | 0 | 0 | 0 | 0 | 0 | 0 | 0.00783 | 0.007982
1992 | 93.8229 | 0 | 0 | 0 | 0 | 0 | 0 | 0.00783 | 0.003991
1992 | 93.8333 | 0.00783 | 0 | 0 | 0 | 0 | 0 | 0 | 0.007982
1992 | 93.8438 | 0 | 0 | 0 | 0 | 0 | 0 | 0.003915 | 0
1992 | 93.8542 | 0.00783 | 0 | 0 | 0 | 0 | 0 | 0.00783 | 0
1992 | 93.8646 | 0 | 0 | 0 | 0 | 0 | 0 | 0.011745 | 0.003991
1992 | 93.875 | 0 | 0 | 0 | 0 | 0 | 0 | -0.00783 | -0.007982
1992 | 93.8854 | 0 | 0 | 0 | 0 | 0 | 0 | 1.4211e-14 | 0.015964
1992 | 93.8958 | 0 | 0.007982 | 0 | 0 | 0 | 0 | 0.003915 | -0.003991
1992 | 93.9063 | 0 | 0 | 0 | 0 | 0 | 0 | -0.003915 | 0.011973
1992 | 93.9167 | 0 | 0.007982 | 0 | 0 | 0 | 0 | 0 | 0.003991
1992 | 93.9271 | 0 | 0 | 0 | 0 | 0 | 0 | 0.003915 | 0.003991
1992 | 93.9375 | 0 | 0 | 0 | 0 | 0 | 0 | -0.003915 | 0.011973
1992 | 93.9479 | 0 | 0 | 0 | 0 | 0 | 0 | 0.003915 | -0.011973
1992 | 93.9583 | 0 | 0 | 0 | 0 | 0 | 0 | 0 | 0.011973
1992 | 93.9688 | 0 | 0 | 0 | 0 | 0 | 0 | -0.003915 | 0.003991
1992 | 93.9792 | 0 | 0 | 0 | 0 | 0 | 0 | 0.003915 | 0.007982
1992 | 93.9896 | 0 | 0.015964 | 0 | 0 | 0 | 0 | 0.003915 | 0.011973
1992 | 94 | 0 | 0.007982 | 0 | 0 | 0 | 0 | 0 | 0.003991
1992 | 94.0104 | 0 | 0 | 0 | 0 | 0 | 0 | 0 | 0
1992 | 94.0208 | 0.00783 | 0 | 0 | 0 | 0 | 0 | 0 | 0.003991
1992 | 94.0313 | 0 | 0 | 0 | 0 | 0 | 0 | 0.003915 | 0.003991
1992 | 94.0417 | 0 | 0 | 0 | 0 | 0 | 0 | 0.003915 | 0
1992 | 94.0521 | 0 | 0.007982 | 0 | 0 | 0 | 0 | -0.00783 | 0.007982
1992 | 94.0625 | 0 | 0.015964 | 0 | 0 | 0 | 0 | 0.003915 | 0.007982
1992 | 94.0729 | 0.00783 | 0 | 0 | 0 | 0 | 0 | 0.003915 | -0.003991
1992 | 94.0833 | 0 | 0 | 0 | 0 | 0 | 0 | 0.003915 | 0
1992 | 94.0938 | 0 | 0 | 0 | 0 | 0 | 0 | -0.003915 | 0.003991
1992 | 94.1042 | 0 | 0 | 0 | 0 | 0 | 0 | 0 | 0.011973
1992 | 94.1146 | 0 | 0 | 0 | 0 | 0 | 0 | 0.003915 | -0.015964
1992 | 94.125 | 0 | 0 | 0 | 0 | 0 | 0 | 0.003915 | 0.007982
1992 | 94.1354 | 0 | 0 | 0 | 0 | 0 | 0 | 0 | 0.011973
1992 | 94.1458 | 0 | 0 | 0 | 0 | 0 | 0 | -0.003915 | -0.003991
1992 | 94.1563 | 0 | 0.015964 | 0 | 0 | 0 | 0 | 0.003915 | 0.007982
1992 | 94.1667 | 0 | 0 | 0 | 0 | 0 | 0 | 0 | 0
1992 | 94.1771 | 0 | 0 | 0 | 0 | 0 | 0 | 0 | 0.003991
1992 | 94.1875 | 0 | 0.007982 | 0 | 0 | 0 | 0 | 0 | 0
1992 | 94.1979 | 0.01566 | 0 | 0 | 0 | 0 | 0 | 0.00783 | 0.003991
1992 | 94.2083 | 0 | 0 | 0 | 0 | 0 | 0 | 0 | 0.003991
1992 | 94.2188 | 0 | 0.007982 | 0 | 0 | 0 | 0 | 0.003915 | 0
1992 | 94.2292 | 0 | 0.007982 | 0 | 0 | 0 | 0 | -0.003915 | 0
1992 | 94.2396 | 0.00783 | 0.007982 | 0 | 0 | 0 | 0 | 0.00783 | 0.003991
1992 | 94.25 | 0.01566 | 0 | 0 | 0 | 0 | 0 | -0.003915 | 0.003991
1992 | 94.2604 | 0 | 0 | 0 | 0 | 0 | 0 | 0.00783 | -0.011973
1992 | 94.2708 | 0 | 0 | 0 | 0 | 0 | 0 | -0.00783 | 0.011973
1992 | 94.2813 | 0.00783 | 0 | 0 | 0 | 0 | 0 | 0.003915 | -0.007982
1992 | 94.2917 | 0.00783 | 0.007982 | 0 | 0 | 0 | 0 | 0.003915 | 0
1992 | 94.3021 | 0 | 0.015964 | 0 | 0 | 0 | 0 | -0.003915 | 0.003991
1992 | 94.3125 | 0 | 0 | 0 | 0 | 0 | 0 | -0.011745 | 0.003991
1992 | 94.3229 | 0 | 0 | 0 | 0 | 0 | 0 | 0.01566 | 0.003991
1992 | 94.3333 | 0 | 0 | 0 | 0 | 0 | 0 | 0.02349 | 0.035919
1992 | 94.3438 | 0 | 0 | 0 | 0 | 0 | 0 | 0.035235 | 0.03991
1992 | 94.3542 | 0 | 0 | 0 | 0 | 0 | 0 | 0.04698 | 0.051883
1992 | 94.3646 | 0 | 0 | 0 | 0 | 0 | 0 | 0.035235 | 0.035919
1992 | 94.375 | 0 | 0 | 0 | 0 | 0 | 0 | 0.07047 | 0.059865
1992 | 94.3854 | 0 | 0 | 0 | 0 | 0 | 0 | 0.07047 | 0.067847
1992 | 94.3958 | 0 | 0 | 0 | 0 | 0 | 0 | 0.090045 | 0.087802
1992 | 94.4063 | 0 | 0 | 0 | 0 | 0 | 0 | 0.097875 | 0.099775
1992 | 94.4167 | 0 | 0 | 0 | 0 | 0 | 0 | 0.10571 | 0.10377
1992 | 94.4271 | 0 | 0 | 0 | 0 | 0 | 0 | 0.11745 | 0.12372
1992 | 94.4375 | 0 | 0 | 0 | 0 | 0 | 0 | 0.12137 | 0.13569
1992 | 94.4479 | 0 | 0 | 0 | 0 | 0 | 0 | 0.13702 | 0.12771
1992 | 94.4583 | 0 | 0 | 0 | 0 | 0 | 0 | 0.15269 | 0.14368
1992 | 94.4688 | 0 | 0 | 0 | 0 | 0 | 0 | 0.1566 | 0.16762
1992 | 94.4792 | 0 | 0 | 0 | 0 | 0 | 0 | 0.16443 | -0.035919
1992 | 94.4896 | 0 | 0 | 0 | 0 | 0 | 0 | 0.16052 | 0.55076
1992 | 94.5 | 0 | 0 | 0 | 0 | 0 | 0 | 0.17617 | 0.1756
1992 | 94.5104 | 0 | 0 | 0 | 0 | 0 | 0 | 0.16835 | 0.15964
1992 | 94.5208 | 0 | 0 | 0 | 0 | 0 | 0 | 0.17226 | 0.16363
1992 | 94.5313 | 0 | 0 | 0 | 0 | 0 | 0 | 0.184 | 0.18359
1992 | 94.5417 | 0 | 0 | 0 | 0 | 0 | 0 | 0.17618 | 0.11973
1992 | 94.5521 | 0 | 0 | 0 | 0 | 0 | 0 | 0.18009 | 0.19157
1992 | 94.5625 | 0 | 0 | 0 | 0 | 0 | 0 | 0.17617 | 0.1796
1992 | 94.5729 | 0 | 0 | 0 | 0 | 0 | 0 | 0.19967 | 0.12372
1992 | 94.5833 | 0 | 0 | 0 | 0 | 0 | 0 | 0.17618 | 0.095784
1992 | 94.5938 | 0 | 0 | 0 | 0 | 0 | 0 | 0.17618 | 0.35919
1992 | 94.6042 | 0 | 0 | 0 | 0 | 0 | 0 | 0.16051 | 0.17161
1992 | 94.6146 | 0 | 0 | 0 | 0 | 0 | 0 | 0.1566 | 0.17959
1992 | 94.625 | 0 | 0 | 0 | 0 | 0 | 0 | 0.16834 | 0.15964
1992 | 94.6354 | 0 | 0 | 0 | 0 | 0 | 0 | 0.15269 | 0.15964
1992 | 94.6458 | 0 | 0 | 0 | 0 | 0 | 0 | 0.15268 | 0.083811
1992 | 94.6563 | 0 | 0 | 0 | 0 | 0 | 0 | 0.14486 | 0.03991
1992 | 94.6667 | 0 | 0 | 0 | 0 | 0 | 0 | 0.12919 | 0.19157
1992 | 94.6771 | 0 | 0 | 0 | 0 | 0 | 0 | 0.13311 | 0.15166
1992 | 94.6875 | 0 | 0 | 0 | 0 | 0 | 0 | 0.12528 | 0.11574
1992 | 94.6979 | 0 | 0 | 0 | 0 | 0 | 0 | 0.10179 | 0.067847
1992 | 94.7083 | 0 | 0 | 0 | 0 | 0 | 0 | 0.09396 | 0.11973
1992 | 94.7188 | 0 | 0 | 0 | 0 | 0 | 0 | 0.090045 | 0.083811
1992 | 94.7292 | 0 | 0 | 0 | 0 | 0 | 0 | 0.09396 | -0.047892
1992 | 94.7396 | 0 | 0 | 0 | 0 | 0 | 0 | 0.04698 | 0.11175
1992 | 94.75 | 0 | 0 | 0 | 0 | 0 | 0 | 0.043065 | 0.055874
1992 | 94.7604 | 0 | 0 | 0 | 0 | 0 | 0 | 0.03915 | 0.03991
1992 | 94.7708 | 0 | 0 | 0 | 0 | 0 | 0 | 0.019575 | 0.015964
1992 | 94.7813 | 0 | 0.015964 | 0 | 0 | 0 | 0 | 0.01566 | 0.007982
1992 | 94.7917 | 0.00783 | 0 | 0 | 0 | 0 | 0 | 0.003915 | 0.019955
1992 | 94.8021 | 0 | 0 | 0 | 0 | 0 | 0 | 0.00783 | 0
1992 | 94.8125 | 0 | 0 | 0 | 0 | 0 | 0 | -1.4211e-14 | -0.003991
1992 | 94.8229 | 0 | 0 | 0 | 0 | 0 | 0 | 0.00783 | 0.007982
1992 | 94.8333 | 0 | 0 | 0 | 0 | 0 | 0 | 0 | 0.015964
1992 | 94.8438 | 0 | 0.015964 | 0 | 0 | 0 | 0 | 0 | 0.003991
1992 | 94.8542 | 0 | 0 | 0 | 0 | 0 | 0 | 0.003915 | -0.003991
1992 | 94.8646 | 0 | 0 | 0 | 0 | 0 | 0 | 0 | 0.011973
1992 | 94.875 | 0 | 0 | 0 | 0 | 0 | 0 | 0 | 0.007982
1992 | 94.8854 | 0 | 0 | 0 | 0 | 0 | 0 | 0.003915 | -0.003991
1992 | 94.8958 | 0 | 0 | 0 | 0 | 0 | 0 | 0.003915 | 0
1992 | 94.9063 | 0 | 0 | 0 | 0 | 0 | 0 | 0.003915 | 0
1992 | 94.9167 | 0 | 0 | 0 | 0 | 0 | 0 | 0.003915 | 0.015964
1992 | 94.9271 | 0 | 0 | 0 | 0 | 0 | 0 | 0.00783 | 0
1992 | 94.9375 | 0 | 0 | 0 | 0 | 0 | 0 | 0.003915 | 0.015964
1992 | 94.9479 | 0 | 0.015964 | 0 | 0 | 0 | 0 | 0.003915 | 0.011973
1992 | 94.9583 | 0 | 0 | 0 | 0 | 0 | 0 | 0.003915 | 0.011973
1992 | 94.9688 | 0 | 0 | 0 | 0 | 0 | 0 | 0.00783 | 0
1992 | 94.9792 | 0 | 0 | 0 | 0 | 0 | 0 | 0.003915 | 0.011973
1992 | 94.9896 | 0 | 0.015964 | 0 | 0 | 0 | 0 | 0.003915 | 0.007982
1992 | 95 | 0 | 0 | 0 | 0 | 0 | 0 | -0.003915 | -0.003991
1992 | 95.0104 | 0 | 0 | 0 | 0 | 0 | 0 | 0.003915 | 0.011973
1992 | 95.0208 | 0 | 0 | 0 | 0 | 0 | 0 | 0.003915 | 0
1992 | 95.0313 | 0 | 0 | 0 | 0 | 0 | 0 | -0.003915 | 0
1992 | 95.0417 | 0 | 0.007982 | 0 | 0 | 0 | 0 | 0.003915 | 0.007982
1992 | 95.0521 | 0 | 0 | 0 | 0 | 0 | 0 | 0.003915 | 0.003991
1992 | 95.0625 | 0 | 0 | 0 | 0 | 0 | 0 | 0.00783 | 0.011973
1992 | 95.0729 | 0 | 0.015964 | 0 | 0 | 0 | 0 | 0.011745 | 0
1992 | 95.0833 | 0 | 0 | 0 | 0 | 0 | 0 | -0.00783 | 0.019955
1992 | 95.0938 | 0 | 0 | 0 | 0 | 0 | 0 | 0.011745 | -0.003991
1992 | 95.1042 | 0 | 0 | 0 | 0 | 0 | 0 | 0.011745 | 0.011973
1992 | 95.1146 | 0 | 0 | 0 | 0 | 0 | 0 | 0.011745 | 0.019955
1992 | 95.125 | 0 | 0 | 0 | 0 | 0 | 0 | 0.01566 | 0.007982
1992 | 95.1354 | 0 | 0 | 0 | 0 | 0 | 0 | 0.011745 | 0.019955
1992 | 95.1458 | 0 | 0 | 0 | 0 | 0 | 0 | 0.01566 | 0.003991
1992 | 95.1563 | 0 | 0 | 0 | 0 | 0 | 0 | 0.00783 | 0.011973
1992 | 95.1667 | 0 | 0 | 0 | 0 | 0 | 0 | 0.011745 | 0.007982
1992 | 95.1771 | 0 | 0 | 0 | 0 | 0 | 0 | 0.011745 | 0.011973
1992 | 95.1875 | 0 | 0 | 0 | 0 | 0 | 0 | 0.011745 | 0.007982
1992 | 95.1979 | 0 | 0 | 0 | 0 | 0 | 0 | 0.02349 | 0.003991
1992 | 95.2083 | 0 | 0 | 0 | 0 | 0 | 0 | 0.003915 | 0.019955
1992 | 95.2188 | 0 | 0 | 0 | 0 | 0 | 0 | 0.011745 | 0.007982
1992 | 95.2292 | 0 | 0 | 0 | 0 | 0 | 0 | 0.011745 | 0.015964
1992 | 95.2396 | 0 | 0 | 0 | 0 | 0 | 0 | 0.00783 | 0
1992 | 95.25 | 0 | 0 | 0 | 0 | 0 | 0 | -0.003915 | 0.003991
1992 | 95.2604 | 0 | 0 | 0 | 0 | 0 | 0 | 0.00783 | 0.007982
1992 | 95.2708 | 0 | 0 | 0 | 0 | 0 | 0 | -0.003915 | 0.003991
1992 | 95.2813 | 0 | 0 | 0 | 0 | 0 | 0 | 0.003915 | -0.007982
1992 | 95.2917 | 0 | 0 | 0 | 0 | 0 | 0 | 0.011745 | 0.015964
1992 | 95.3021 | 0 | 0 | 0 | 0 | 0 | 0 | -0.003915 | 0.015964
1992 | 95.3125 | 0 | 0 | 0 | 0 | 0 | 0 | 0.02349 | 0.015964
1992 | 95.3229 | 0 | 0 | 0 | 0 | 0 | 0 | 0.027405 | 0.019955
1992 | 95.3333 | 0 | 0 | 0 | 0 | 0 | 0 | 0.027405 | 0.023946
1992 | 95.3438 | 0 | 0 | 0 | 0 | 0 | 0 | 0.027405 | 0.043901
1992 | 95.3542 | 0 | 0 | 0 | 0 | 0 | 0 | 0.05481 | 0.047892
1992 | 95.3646 | 0 | 0 | 0 | 0 | 0 | 0 | 0.06264 | 0.071838
1992 | 95.375 | 0 | 0 | 0 | 0 | 0 | 0 | 0.058725 | 0.067847
1992 | 95.3854 | 0 | 0 | 0 | 0 | 0 | 0 | 0.0783 | 0.083811
1992 | 95.3958 | 0 | 0 | 0 | 0 | 0 | 0 | 0.08613 | 0.095784
1992 | 95.4063 | 0 | 0 | 0 | 0 | 0 | 0 | 0.08613 | 0.087802
1992 | 95.4167 | 0 | 0 | 0 | 0 | 0 | 0 | 0.1057 | 0.11175
1992 | 95.4271 | 0 | 0 | 0 | 0 | 0 | 0 | 0.11353 | 0.12771
1992 | 95.4375 | 0 | 0 | 0 | 0 | 0 | 0 | 0.14486 | 0.13569
1992 | 95.4479 | 0 | 0 | 0 | 0 | 0 | 0 | 0.13703 | 0.15964
1992 | 95.4583 | 0 | 0 | 0 | 0 | 0 | 0 | 0.16834 | 0.17959
1992 | 95.4688 | 0 | 0 | 0 | 0 | 0 | 0 | 0.16052 | 0.18359
1992 | 95.4792 | 0 | 0 | 0 | 0 | 0 | 0 | 0.20749 | 0.19157
1992 | 95.4896 | 0 | 0 | 0 | 0 | 0 | 0 | 0.19966 | 0.21951
1992 | 95.5 | 0 | 0 | 0 | 0 | 0 | 0 | 0.19575 | 0.19955
1992 | 95.5104 | 0 | 0 | 0 | 0 | 0 | 0 | 0.21532 | 0.20753
1992 | 95.5208 | 0 | 0 | 0 | 0 | 0 | 0 | 0.20358 | 0.21951
1992 | 95.5313 | 0 | 0 | 0 | 0 | 0 | 0 | 0.20749 | 0.19955
1992 | 95.5417 | 0 | 0 | 0 | 0 | 0 | 0 | 0.24273 | 0.20753
1992 | 95.5521 | 0 | 0 | 0 | 0 | 0 | 0 | 0.22315 | 0.2235
1992 | 95.5625 | 0 | 0 | 0 | 0 | 0 | 0 | 0.20358 | 0.20354
1992 | 95.5729 | 0 | 0 | 0 | 0 | 0 | 0 | 0.22316 | 0.22749
1992 | 95.5833 | 0 | 0 | 0 | 0 | 0 | 0 | 0.184 | 0.19955
1992 | 95.5938 | 0 | 0 | 0 | 0 | 0 | 0 | 0.24665 | 0.21152
1992 | 95.6042 | 0 | 0 | 0 | 0 | 0 | 0 | 0.21924 | 0.2235
1992 | 95.6146 | 0 | 0 | 0 | 0 | 0 | 0 | 0.18009 | 0.20753
1992 | 95.625 | 0 | 0 | 0 | 0 | 0 | 0 | 0.19966 | 0.19157
1992 | 95.6354 | 0 | 0 | 0 | 0 | 0 | 0 | 0.21141 | 0.19157
1992 | 95.6458 | 0 | 0 | 0 | 0 | 0 | 0 | 0.19575 | 0.1756
1992 | 95.6563 | 0 | 0 | 0 | 0 | 0 | 0 | 0.16052 | 0.18359
1992 | 95.6667 | 0 | 0 | 0 | 0 | 0 | 0 | 0.17226 | 0.15565
1992 | 95.6771 | 0 | 0 | 0 | 0 | 0 | 0 | 0.14094 | 0.14767
1992 | 95.6875 | 0 | 0 | 0 | 0 | 0 | 0 | 0.14877 | 0.12771
1992 | 95.6979 | 0 | 0 | 0 | 0 | 0 | 0 | 0.14094 | 0.15166
1992 | 95.7083 | 0 | 0 | 0 | 0 | 0 | 0 | 0.1292 | 0.12771
1992 | 95.7188 | 0 | 0 | 0 | 0 | 0 | 0 | 0.11353 | 0.11574
1992 | 95.7292 | 0 | 0 | 0 | 0 | 0 | 0 | 0.12528 | 0.10776
1992 | 95.7396 | 0 | 0 | 0 | 0 | 0 | 0 | 0.08613 | 0.10377
1992 | 95.75 | 0 | 0 | 0 | 0 | 0 | 0 | 0.10179 | 0.083811
1992 | 95.7604 | 0 | 0 | 0 | 0 | 0 | 0 | 0.058725 | 0.059865
1992 | 95.7708 | 0 | 0 | 0 | 0 | 0 | 0 | 0.03915 | 0.051883
1992 | 95.7813 | 0 | 0 | 0 | 0 | 0 | 0 | 0.02349 | 0.019955
1992 | 95.7917 | 0 | 0 | 0 | 0 | 0 | 0 | 0.01566 | 0.011973
1992 | 95.8021 | 0 | 0 | 0 | 0 | 0 | 0 | 0 | 0
1992 | 95.8125 | 0 | 0 | 0 | 0 | 0 | 0 | 0.00783 | 0.019955
1992 | 95.8229 | 0 | 0 | 0 | 0 | 0 | 0 | 0.003915 | -0.003991
1992 | 95.8333 | 0 | 0 | 0 | 0 | 0 | 0 | 0.003915 | 0.011973
1992 | 95.8438 | 0.00783 | 0 | 0 | 0 | 0 | 0 | 0.003915 | 0.003991
1992 | 95.8542 | 0 | 0 | 0 | 0 | 0 | 0 | 0.011745 | 0.007982
1992 | 95.8646 | 0 | 0 | 0 | 0 | 0 | 0 | -0.003915 | 0.007982
1992 | 95.875 | 0 | 0 | 0 | 0 | 0 | 0 | 0.011745 | 0.011973
1992 | 95.8854 | 0 | 0 | 0 | 0 | 0 | 0 | 0.003915 | 0.019955
1992 | 95.8958 | 0 | 0 | 0 | 0 | 0 | 0 | 0.003915 | 0.003991
1992 | 95.9063 | 0 | 0 | 0 | 0 | 0 | 0 | 0.019575 | 0.011973
1992 | 95.9167 | 0 | 0 | 0 | 0 | 0 | 0 | 0.003915 | 0.015964
1992 | 95.9271 | 0 | 0 | 0 | 0 | 0 | 0 | 0.00783 | 0.007982
1992 | 95.9375 | 0 | 0 | 0 | 0 | 0 | 0 | 0.003915 | 0.015964
1992 | 95.9479 | 0 | 0 | 0 | 0 | 0 | 0 | 0.01566 | 0.015964
1992 | 95.9583 | 0 | 0 | 0 | 0 | 0 | 0 | 1.4211e-14 | 0.015964
1992 | 95.9688 | 0 | 0.023946 | 0 | 0 | 0 | 0 | -0.003915 | 0.019955
1992 | 95.9792 | 0 | 0 | 0 | 0 | 0 | 0 | 0.003915 | 0
1992 | 95.9896 | 0 | 0.007982 | 0 | 0 | 0 | 0 | 0 | -0.003991
1992 | 96 | 0 | 0.007982 | 0 | 0 | 0 | 0 | 0 | 0.007982
1992 | 96.0104 | 0 | 0 | 0 | 0 | 0 | 0 | 0.00783 | 0.007982
1992 | 96.0208 | 0 | 0 | 0 | 0 | 0 | 0 | 0 | -0.003991
1992 | 96.0313 | 0 | 0 | 0 | 0 | 0 | 0 | 0.00783 | 0.011973
1992 | 96.0417 | 0 | 0 | 0 | 0 | 0 | 0 | -0.003915 | 0.019955
1992 | 96.0521 | 0 | 0 | 0 | 0 | 0 | 0 | -0.003915 | -0.007982
1992 | 96.0625 | 0 | 0 | 0 | 0 | 0 | 0 | 0.011745 | 0.003991
1992 | 96.0729 | 0 | 0 | 0 | 0 | 0 | 0 | 0.003915 | -0.003991
1992 | 96.0833 | 0.00783 | 0 | 0 | 0 | 0 | 0 | 0.003915 | 0.003991
1992 | 96.0938 | 0 | 0.007982 | 0 | 0 | 0 | 0 | 0 | 0.007982
1992 | 96.1042 | 0.00783 | 0 | 0 | 0 | 0 | 0 | -0.003915 | -0.003991
1992 | 96.1146 | 0 | 0 | 0 | 0 | 0 | 0 | 0.00783 | 0
1992 | 96.125 | 0 | 0 | 0 | 0 | 0 | 0 | 1.4211e-14 | 0.003991
1992 | 96.1354 | 0 | 0 | 0 | 0 | 0 | 0 | -0.003915 | 0.003991
1992 | 96.1458 | 0 | 0 | 0 | 0 | 0 | 0 | 0 | -0.003991
1992 | 96.1563 | 0 | 0.007982 | 0 | 0 | 0 | 0 | 0 | 0.011973
1992 | 96.1667 | 0 | 0 | 0 | 0 | 0 | 0 | 0.011745 | 0
1992 | 96.1771 | 0 | 0 | 0 | 0 | 0 | 0 | -0.003915 | -0.003991
1992 | 96.1875 | 0 | 0 | 0 | 0 | 0 | 0 | -0.003915 | 0.003991
1992 | 96.1979 | 0 | 0 | 0 | 0 | 0 | 0 | 0.003915 | 0
1992 | 96.2083 | 0 | 0 | 0 | 0 | 0 | 0 | 0 | 0.007982
1992 | 96.2188 | 0 | 0.007982 | 0 | 0 | 0 | 0 | -0.003915 | -0.003991
1992 | 96.2292 | 0 | 0 | 0 | 0 | 0 | 0 | -0.003915 | 0
1992 | 96.2396 | 0 | 0 | 0 | 0 | 0 | 0 | 0 | 0
1992 | 96.25 | 0 | 0 | 0 | 0 | 0 | 0 | 0 | -0.003991
1992 | 96.2604 | 0 | 0 | 0 | 0 | 0 | 0 | -0.003915 | -0.003991
1992 | 96.2708 | 0.00783 | 0 | 0 | 0 | 0 | 0 | 0.00783 | 0.003991
1992 | 96.2813 | 0.00783 | 0 | 0 | 0 | 0 | 0 | 0.003915 | 0.003991
1992 | 96.2917 | 0 | 0 | 0 | 0 | 0 | 0 | 0.011745 | -0.007982
1992 | 96.3021 | 0 | 0 | 0 | 0 | 0 | 0 | -1.4211e-14 | 0.023946
1992 | 96.3125 | 0.00783 | 0 | 0 | 0 | 0 | 0 | 1.4211e-14 | 0
1992 | 96.3229 | 0 | 0 | 0 | 0 | 0 | 0 | 0.02349 | 0.027937
1992 | 96.3333 | 0 | 0 | 0 | 0 | 0 | 0 | 0.00783 | -0.007982
1992 | 96.3438 | 0 | 0 | 0 | 0 | 0 | 0 | 0.03132 | 0.047892
1992 | 96.3542 | 0 | 0 | 0 | 0 | 0 | 0 | 0.03132 | 0.035919
1992 | 96.3646 | 0 | 0 | 0 | 0 | 0 | 0 | 0.058725 | 0.047892
1992 | 96.375 | 0 | 0 | 0 | 0 | 0 | 0 | 0.06264 | 0.059865
1992 | 96.3854 | 0 | 0 | 0 | 0 | 0 | 0 | 0.07047 | 0.063856
1992 | 96.3958 | 0 | 0 | 0 | 0 | 0 | 0 | 0.07047 | 0.083811
1992 | 96.4063 | 0 | 0 | 0 | 0 | 0 | 0 | 0.08613 | 0.087802
1992 | 96.4167 | 0 | 0 | 0 | 0 | 0 | 0 | 0.090045 | 0.1317
1992 | 96.4271 | 0 | 0 | 0 | 0 | 0 | 0 | 0.13703 | 0.12771
1992 | 96.4375 | 0 | 0 | 0 | 0 | 0 | 0 | 0.12919 | 0.12771
1992 | 96.4479 | 0 | 0 | 0 | 0 | 0 | 0 | 0.16052 | 0.17161
1992 | 96.4583 | 0 | 0 | 0 | 0 | 0 | 0 | 0.17618 | 0.17161
1992 | 96.4688 | 0 | 0 | 0 | 0 | 0 | 0 | 0.16835 | 0.17161
1992 | 96.4792 | 0 | 0 | 0 | 0 | 0 | 0 | 0.18009 | 0.1756
1992 | 96.4896 | 0 | 0 | 0 | 0 | 0 | 0 | 0.16834 | 0.16762
1992 | 96.5 | 0 | 0 | 0 | 0 | 0 | 0 | 0.19183 | 0.1756
1992 | 96.5104 | 0 | 0 | 0 | 0 | 0 | 0 | 0.16052 | 0.16363
1992 | 96.5208 | 0 | 0 | 0 | 0 | 0 | 0 | 0.20358 | 0.20354
1992 | 96.5313 | 0 | 0 | 0 | 0 | 0 | 0 | 0.19966 | 0.20753
1992 | 96.5417 | 0 | 0 | 0 | 0 | 0 | 0 | 0.25839 | 0.19955
1992 | 96.5521 | 0 | 0 | 0 | 0 | 0 | 0 | 0.22316 | 0.2195
1992 | 96.5625 | 0 | 0 | 0 | 0 | 0 | 0 | 0.20358 | 0.18758
1992 | 96.5729 | 0 | 0 | 0 | 0 | 0 | 0 | 0.19575 | 0.19556
1992 | 96.5833 | 0 | 0 | 0 | 0 | 0 | 0 | 0.21533 | 0.19556
1992 | 96.5938 | 0 | 0 | 0 | 0 | 0 | 0 | 0.16835 | 0.17959
1992 | 96.6042 | 0 | 0 | 0 | 0 | 0 | 0 | 0.16443 | 0.15964
1992 | 96.6146 | 0 | 0 | 0 | 0 | 0 | 0 | 0.18009 | 0.16363
1992 | 96.625 | 0 | 0 | 0 | 0 | 0 | 0 | 0.18009 | 0.15964
1992 | 96.6354 | 0 | 0 | 0 | 0 | 0 | 0 | 0.18401 | 0.15565
1992 | 96.6458 | 0 | 0 | 0 | 0 | 0 | 0 | 0.13703 | 0.15565
1992 | 96.6563 | 0 | 0 | 0 | 0 | 0 | 0 | 0.18009 | 0.13969
1992 | 96.6667 | 0 | 0 | 0 | 0 | 0 | 0 | 0.12919 | 0.099775
1992 | 96.6771 | 0 | 0 | 0 | 0 | 0 | 0 | 0.15269 | 0.13969
1992 | 96.6875 | 0 | 0 | 0 | 0 | 0 | 0 | 0.14877 | 0.1317
1992 | 96.6979 | 0 | 0 | 0 | 0 | 0 | 0 | 0.12528 | 0.13969
1992 | 96.7083 | 0 | 0 | 0 | 0 | 0 | 0 | 0.14486 | 0.11175
1992 | 96.7188 | 0 | 0 | 0 | 0 | 0 | 0 | 0.12919 | 0.11973
1992 | 96.7292 | 0 | 0 | 0 | 0 | 0 | 0 | 0.12137 | 0.10377
1992 | 96.7396 | 0 | 0 | 0 | 0 | 0 | 0 | 0.090045 | 0.083811
1992 | 96.75 | 0 | 0 | 0 | 0 | 0 | 0 | 0.097875 | 0.075829
1992 | 96.7604 | 0 | 0 | 0 | 0 | 0 | 0 | 0.0783 | 0.047892
1992 | 96.7708 | 0 | 0 | 0 | 0 | 0 | 0 | 0.050895 | 0.059865
1992 | 96.7813 | 0 | 0 | 0 | 0 | 0 | 0 | 0.043065 | 0.051883
1992 | 96.7917 | 0 | 0 | 0 | 0 | 0 | 0 | 0.04698 | 0.007982
1992 | 96.8021 | 0 | 0 | 0 | 0 | 0 | 0 | 0.03132 | 0.027937
1992 | 96.8125 | 0 | 0 | 0 | 0 | 0 | 0 | 0.027405 | 0.019955
1992 | 96.8229 | 0 | 0 | 0 | 0 | 0 | 0 | -0.003915 | 0.007982
1992 | 96.8333 | 0 | 0 | 0 | 0 | 0 | 0 | 0.03132 | 0.019955
1992 | 96.8438 | 0 | 0 | 0 | 0 | 0 | 0 | -0.011745 | -0.003991
1992 | 96.8542 | 0 | 0 | 0 | 0 | 0 | 0 | 0.035235 | 0.031928
1992 | 96.8646 | 0 | 0 | 0 | 0 | 0 | 0 | 0.027405 | 0.011973
1992 | 96.875 | 0 | 0 | 0 | 0 | 0 | 0 | 0.01566 | 0.015964
1992 | 96.8854 | 0 | 0 | 0 | 0 | 0 | 0 | 0.00783 | 0.003991
1992 | 96.8958 | 0.00783 | 0 | 0 | 0 | 0 | 0 | -0.003915 | 0.015964
1992 | 96.9063 | 0 | 0 | 0 | 0 | 0 | 0 | 0.019575 | 0.007982
1992 | 96.9167 | 0 | 0 | 0 | 0 | 0 | 0 | 0.011745 | 0.015964
1992 | 96.9271 | 0 | 0 | 0 | 0 | 0 | 0 | 0.003915 | -0.003991
1992 | 96.9375 | 0 | 0 | 0 | 0 | 0 | 0 | 0.003915 | -0.003991
1992 | 96.9479 | 0 | 0 | 0 | 0 | 0 | 0 | -0.003915 | 0.003991
1992 | 96.9583 | 0 | 0 | 0 | 0 | 0 | 0 | 0.00783 | 0.003991
1992 | 96.9688 | 0.00783 | 0.007982 | 0 | 0 | 0 | 0 | 0.00783 | 0.003991
1992 | 96.9792 | 0 | 0.007982 | 0 | 0 | 0 | 0 | -0.00783 | 0.011973
1992 | 96.9896 | 0 | 0.007982 | 0 | 0 | 0 | 0 | 0.003915 | 0.003991
1992 | 97 | 0.00783 | 0 | 0 | 0 | 0 | 0 | -0.003915 | 0.015964
1992 | 97.0104 | 0 | 0.031928 | 0 | 0 | 0 | 0 | 0 | 0.015964
1992 | 97.0208 | 0.00783 | 0 | 0 | 0 | 0 | 0 | 1.4211e-14 | -0.003991
1992 | 97.0313 | 0.00783 | 0 | 0 | 0 | 0 | 0 | -0.003915 | -0.003991
1992 | 97.0417 | 0 | 0 | 0 | 0 | 0 | 0 | 0.003915 | 0
1992 | 97.0521 | 0 | 0 | 0 | 0 | 0 | 0 | 0 | -0.011973
1992 | 97.0625 | 0 | 0 | 0 | 0 | 0 | 0 | 0 | 0.003991
1992 | 97.0729 | 0.00783 | 0.007982 | 0 | 0 | 0 | 0 | -0.003915 | 0
1992 | 97.0833 | 0 | 0 | 0 | 0 | 0 | 0 | -0.00783 | -0.007982
1992 | 97.0938 | 0 | 0.007982 | 0 | 0 | 0 | 0 | 0.003915 | 0.003991
1992 | 97.1042 | 0 | 0 | 0 | 0 | 0 | 0 | 1.4211e-14 | -0.003991
1992 | 97.1146 | 0.01566 | 0 | 0 | 0 | 0 | 0 | 0 | 0.003991
1992 | 97.125 | 0 | 0 | 0 | 0 | 0 | 0 | 0 | -0.003991
1992 | 97.1354 | 0.00783 | 0.007982 | 0 | 0 | 0 | 0 | 0 | 0
1992 | 97.1458 | 0.01566 | 0.015964 | 0 | 0 | 0 | 0 | 0.003915 | -0.003991
1992 | 97.1563 | 0 | 0 | 0 | 0 | 0 | 0 | 0.003915 | -0.007982
1992 | 97.1667 | 0.00783 | 0 | 0 | 0 | 0 | 0 | 0 | -0.003991
1992 | 97.1771 | 0.01566 | 0 | 0 | 0 | 0 | 0 | 0 | 0.007982
1992 | 97.1875 | 0 | 0.023946 | 0 | 0 | 0 | 0 | 0 | 0
1992 | 97.1979 | 0 | 0 | 0 | 0 | 0 | 0 | -0.01566 | -0.007982
1992 | 97.2083 | 0.01566 | 0.007982 | 0 | 0 | 0 | 0 | 0.00783 | 0.003991
1992 | 97.2188 | 0 | 0 | 0 | 0 | 0 | 0 | 0.003915 | -0.003991
1992 | 97.2292 | 0 | 0 | 0 | 0 | 0 | 0 | -0.003915 | 0
1992 | 97.2396 | 0 | 0 | 0 | 0 | 0 | 0 | -2.8422e-14 | 0
1992 | 97.25 | 0 | 0.007982 | 0 | 0 | 0 | 0 | -0.01566 | 0.003991
1992 | 97.2604 | 0 | 0 | 0 | 0 | 0 | 0 | -0.011745 | -0.003991
1992 | 97.2708 | 0.00783 | 0.007982 | 0 | 0 | 0 | 0 | 0.011745 | 0
1992 | 97.2813 | 0 | 0.015964 | 0 | 0 | 0 | 0 | 0 | 0.003991
1992 | 97.2917 | 0.01566 | 0.007982 | 0 | 0 | 0 | 0 | 0 | -0.011973
1992 | 97.3021 | 0 | 0 | 0 | 0 | 0 | 0 | -0.003915 | -0.007982
1992 | 97.3125 | 0 | 0 | 0 | 0 | 0 | 0 | 0 | 0.015964
1992 | 97.3229 | 0 | 0 | 0 | 0 | 0 | 0 | 0 | 0
1992 | 97.3333 | 0 | 0 | 0 | 0 | 0 | 0 | 0.003915 | 0.011973
1992 | 97.3438 | 0 | 0 | 0 | 0 | 0 | 0 | 0.019575 | 0.003991
1992 | 97.3542 | 0 | 0 | 0 | 0 | 0 | 0 | 0.027405 | 0.035919
1992 | 97.3646 | 0 | 0 | 0 | 0 | 0 | 0 | 0.035235 | 0.027937
1992 | 97.375 | 0 | 0 | 0 | 0 | 0 | 0 | 0.03915 | 0.03991
1992 | 97.3854 | 0 | 0 | 0 | 0 | 0 | 0 | 0.035235 | 0.047892
1992 | 97.3958 | 0 | 0 | 0 | 0 | 0 | 0 | 0.050895 | 0.035919
1992 | 97.4063 | 0 | 0 | 0 | 0 | 0 | 0 | 0.03915 | 0.043901
1992 | 97.4167 | 0 | 0 | 0 | 0 | 0 | 0 | 0.03915 | 0.059865
1992 | 97.4271 | 0 | 0 | 0 | 0 | 0 | 0 | 0.066555 | 0.055874
1992 | 97.4375 | 0 | 0 | 0 | 0 | 0 | 0 | 0.074385 | 0.071838
1992 | 97.4479 | 0 | 0 | 0 | 0 | 0 | 0 | 0.058725 | 0.075829
1992 | 97.4583 | 0 | 0 | 0 | 0 | 0 | 0 | 0.11745 | 0.10776
1992 | 97.4688 | 0 | 0 | 0 | 0 | 6.2953 | 0 | 0.00783 | 0.071838
1992 | 97.4792 | 0 | 0 | 0 | 0 | 20.7652 | 0 | 0 | 0.1317
1992 | 97.4896 | 0 | 0 | 0 | 0 | 0.05481 | 0 | 0.0783 | 0.11973
1992 | 97.5 | 0 | 0 | 0 | 0 | 0 | 0 | 0.14877 | 0.14767
1992 | 97.5104 | 0 | 0 | 0 | 0 | 0 | 0 | 0.14485 | 0.13569
1992 | 97.5208 | 0 | 0 | 0 | 0 | 0 | 0 | 0.1566 | 0.14767
1992 | 97.5313 | 0 | 0 | 0 | 0 | 0 | 0 | 0.16051 | 0.14767
1992 | 97.5417 | 0 | 0 | 0 | 0 | 0 | 0 | 0.13703 | 0.15964
1992 | 97.5521 | 0 | 0 | 0 | 0 | 0 | 0 | 0.17617 | 0.15166
1992 | 97.5625 | 0 | 0 | 0 | 0 | 0 | 0 | 0.15268 | 0.16762
1992 | 97.5729 | 0 | 0 | 0 | 0 | 0 | 0 | 0.18792 | 0.15166
1992 | 97.5833 | 0 | 0 | 0 | 0 | 0 | 0 | 0.17617 | 0.15565
1992 | 97.5938 | 0 | 0 | 0 | 0 | 0 | 0 | 0.16835 | 0.17959
1992 | 97.6042 | 0 | 0 | 0 | 0 | 0 | 0 | 0.18792 | 0.14767
1992 | 97.6146 | 0 | 0 | 0 | 0 | 0 | 0 | 0.16443 | 0.17161
1992 | 97.625 | 0 | 0 | 0 | 0 | 0 | 0 | 0.184 | 0.15565
1992 | 97.6354 | 0 | 0 | 0 | 0 | 0 | 0 | 0.16052 | 0.15565
1992 | 97.6458 | 0 | 0 | 0 | 0 | 0 | 0 | 0.17226 | 0.14767
1992 | 97.6563 | 0 | 0 | 0 | 0 | 0 | 0 | 0.17226 | 0.14767
1992 | 97.6667 | 0 | 0 | 0 | 0 | 0 | 0 | 0.16051 | 0.12771
1992 | 97.6771 | 0 | 0 | 0 | 0 | 0 | 0 | 0.12919 | 0.12771
1992 | 97.6875 | 0 | 0 | 0 | 0 | 0 | 0 | 0.14094 | 0.11973
1992 | 97.6979 | 0 | 0 | 0 | 0 | 0 | 0 | 0.12136 | 0.11973
1992 | 97.7083 | 0 | 0 | 0 | 0 | 0 | 0 | 0.13703 | 0.11574
1992 | 97.7188 | 0 | 0 | 0 | 0 | 0 | 0 | 0.1057 | 0.095784
1992 | 97.7292 | 0 | 0 | 0 | 0 | 0 | 0 | 0.11353 | 0.087802
1992 | 97.7396 | 0 | 0 | 0 | 0 | 0 | 0 | 0.09396 | 0.091793
1992 | 97.75 | 0 | 0 | 0 | 0 | 0 | 0 | 0.074385 | 0.071838
1992 | 97.7604 | 0 | 0 | 0 | 0 | 0 | 0 | 0.066555 | 0.067847
1992 | 97.7708 | 0 | 0 | 0 | 0 | 0 | 0 | 0.050895 | 0.047892
1992 | 97.7813 | 0 | 0 | 0 | 0 | 0 | 0 | 0.035235 | 0.027937
1992 | 97.7917 | 0 | 0 | 0 | 0 | 0 | 0 | 0.011745 | 0.031928
1992 | 97.8021 | 0 | 0 | 0 | 0 | 0 | 0 | 0.019575 | 0.007982
1992 | 97.8125 | 0 | 0 | 0 | 0 | 0 | 0 | 0.00783 | 0.019955
1992 | 97.8229 | 0 | 0 | 0 | 0 | 0 | 0 | 0.00783 | 0.007982
1992 | 97.8333 | 0 | 0 | 0 | 0 | 0 | 0 | 0.00783 | 0.011973
1992 | 97.8438 | 0 | 0 | 0 | 0 | 0 | 0 | 0.01566 | 0.011973
1992 | 97.8542 | 0 | 0 | 0 | 0 | 0 | 0 | 0.00783 | 0.019955
1992 | 97.8646 | 0 | 0 | 0 | 0 | 0 | 0 | 0.01566 | 0.011973
1992 | 97.875 | 0 | 0 | 0 | 0 | 0 | 0 | 0.011745 | 0.011973
1992 | 97.8854 | 0 | 0 | 0 | 0 | 0 | 0 | 0.00783 | 0.019955
1992 | 97.8958 | 0 | 0 | 0 | 0 | 0 | 0 | 0.02349 | 0.015964
1992 | 97.9063 | 0 | 0 | 0 | 0 | 0 | 0 | 0.01566 | 0.015964
1992 | 97.9167 | 0 | 0.015964 | 0 | 0 | 0 | 0 | 0.011745 | 0.003991
1992 | 97.9271 | 0 | 0 | 0 | 0 | 0 | 0 | -0.003915 | 0.007982
1992 | 97.9375 | 0 | 0 | 0 | 0 | 0 | 0 | 0.00783 | 0.007982
1992 | 97.9479 | 0 | 0 | 0 | 0 | 0 | 0 | 0.019575 | 0.011973
1992 | 97.9583 | 0 | 0 | 0 | 0 | 0 | 0 | 0 | 0.007982
1992 | 97.9688 | 0 | 0 | 0 | 0 | 0 | 0 | 0 | 0.007982
1992 | 97.9792 | 0 | 0 | 0 | 0 | 0 | 0 | 0 | 0
1992 | 97.9896 | 0 | 0 | 0 | 0 | 0 | 0 | 0.00783 | 0
1992 | 98 | 0 | 0 | 0 | 0 | 0 | 0 | 0.00783 | 0
1992 | 98.0104 | 0 | 0 | 0 | 0 | 0 | 0 | 0 | 0.007982
1992 | 98.0208 | 0 | 0 | 0 | 0 | 0 | 0 | -0.003915 | 0.003991
1992 | 98.0313 | 0 | 0 | 0 | 0 | 0 | 0 | -0.00783 | -0.003991
1992 | 98.0417 | 0 | 0 | 0 | 0 | 0 | 0 | -1.4211e-14 | 0
1992 | 98.0521 | 0.01566 | 0.007982 | 0 | 0 | 0 | 0 | 0.00783 | 0.003991
1992 | 98.0625 | 0.00783 | 0 | 0 | 0 | 0 | 0 | -0.003915 | -0.011973
1992 | 98.0729 | 0.00783 | 0 | 0 | 0 | 0 | 0 | -1.4211e-14 | -0.019955
1992 | 98.0833 | 0.00783 | 0 | 0 | 0 | 0 | 0 | 0.003915 | 0
1992 | 98.0938 | 0.00783 | 0 | 0 | 0 | 0 | 0 | 0 | -0.003991
1992 | 98.1042 | 0.00783 | 0.007982 | 0 | 0 | 0 | 0 | 0 | 0
1992 | 98.1146 | 0.00783 | 0.015964 | 0 | 0 | 0 | 0 | 0 | 0
1992 | 98.125 | 0.00783 | 0 | 0 | 0 | 0 | 0 | 0 | 0
1992 | 98.1354 | 0.00783 | 0.007982 | 0 | 0 | 0 | 0 | 0 | 0
1992 | 98.1458 | 0.00783 | 0 | 0 | 0 | 0 | 0 | 1.4211e-14 | -0.007982
1992 | 98.1563 | 0 | 0 | 0 | 0 | 0 | 0 | -0.00783 | -0.007982
1992 | 98.1667 | 0 | 0.007982 | 0 | 0 | 0 | 0 | 0 | 0
1992 | 98.1771 | 0.00783 | 0 | 0 | 0 | 0 | 0 | 0 | 0
1992 | 98.1875 | 0 | 0.007982 | 0 | 0 | 0 | 0 | 0 | 0
1992 | 98.1979 | 0 | 0.007982 | 0 | 0 | 0 | 0 | 0 | 0
1992 | 98.2083 | 0 | 0 | 0 | 0 | 0 | 0 | 0 | 0.007982
1992 | 98.2188 | 0 | 0 | 0 | 0 | 0 | 0 | 0 | 0
1992 | 98.2292 | 0 | 0 | 0 | 0 | 0 | 0 | 0 | -0.003991
1992 | 98.2396 | 0 | 0 | 0 | 0 | 0 | 0 | 0.003915 | 0.007982
1992 | 98.25 | 0 | 0 | 0 | 0 | 0 | 0 | 0.003915 | 0.003991
1992 | 98.2604 | 0 | 0 | 0 | 0 | 0 | 0 | 0.00783 | 0.003991
1992 | 98.2708 | 0 | 0 | 0 | 0 | 0 | 0 | 0.01566 | 0.019955
1992 | 98.2813 | 0 | 0 | 0 | 0 | 0 | 0 | 0.011745 | 0.019955
1992 | 98.2917 | 0 | 0 | 0 | 0 | 0 | 0 | 0.01566 | 0.007982
1992 | 98.3021 | 0 | 0 | 0 | 0 | 0 | 0 | 0.02349 | 0.015964
1992 | 98.3125 | 0 | 0 | 0 | 0 | 0 | 0 | 0.03132 | 0.067847
1992 | 98.3229 | 0 | 0 | 0 | 0 | 0 | 0 | 0.043065 | 0.019955
1992 | 98.3333 | 0 | 0 | 0 | 0 | 0 | 0 | 0.043065 | 0.2195
1992 | 98.3438 | 0 | 0 | 0 | 0 | 0 | 0 | 0.050895 | -0.099775
1992 | 98.3542 | 0 | 0 | 0 | 0 | 0 | 0 | 0.082215 | 0.067847
1992 | 98.3646 | 0 | 0 | 0 | 0 | 0 | 0 | 0.15269 | 0.019955
1992 | 98.375 | 0 | 0 | 0 | 0 | 0 | 0 | 0.14094 | 0.17161
1992 | 98.3854 | 0 | 0 | 0 | 0 | 0 | 0 | 0.12528 | 0.11574
1992 | 98.3958 | 0 | 0 | 0 | 0 | 0 | 0 | 0.13311 | 0.027937
1992 | 98.4063 | 0 | 0 | 0 | 0 | 0 | 0 | 0.13311 | 0.29932
1992 | 98.4167 | 0 | 0 | 0 | 0 | 0 | 0 | 0.184 | -0.011973
1992 | 98.4271 | 0 | 0 | 0 | 0 | 0 | 0 | 0.13311 | 0.099775
1992 | 98.4375 | 0 | 0 | 0 | 0 | 0 | 0 | 0.1566 | 0
1992 | 98.4479 | 0 | 0 | 0 | 0 | 0 | 0 | 0.17226 | 0.21152
1992 | 98.4583 | 0 | 0 | 0 | 0 | 0 | 0 | 0.21141 | 0.19955
1992 | 98.4688 | 0 | 0 | 0 | 0 | 0 | 0 | 0.21141 | 0.2674
1992 | 98.4792 | 0 | 0 | 0 | 0 | 0 | 0 | 0.19575 | -0.063856
1992 | 98.4896 | 0 | 0 | 0 | 0 | 0 | 0 | 0.22315 | 0.30332
1992 | 98.5 | 0 | 0 | 0 | 0 | 0 | 0 | 0.24273 | 0.25542
1992 | 98.5104 | 0 | 0 | 0 | 0 | 0 | 0 | 0.22707 | 0.23148
1992 | 98.5208 | 0 | 0 | 0 | 0 | 0 | 0 | 0.24665 | -0.003991
1992 | 98.5313 | 0 | 0 | 0 | 0 | 0 | 0 | 0.21533 | 0.26341
1992 | 98.5417 | 0 | 0 | 0 | 0 | 0 | 0 | 0.22707 | 0.19556
1992 | 98.5521 | 0 | 0 | 0 | 0 | 0 | 0 | 0.22315 | 0.15565
1992 | 98.5625 | 0 | 0 | 0 | 0 | 0 | 0 | 0.24273 | 0.18359
1992 | 98.5729 | 0 | 0 | 0 | 0 | 0 | 0 | 0.22707 | 0.16363
1992 | 98.5833 | 0 | 0 | 0 | 0 | 0 | 0 | 0.23099 | 0.1796
1992 | 98.5938 | 0 | 0 | 0 | 0 | 0 | 0 | 0.21924 | 0.19556
1992 | 98.6042 | 0 | 0 | 0 | 0 | 0 | 0 | 0.22707 | 0.16762
1992 | 98.6146 | 0 | 0 | 0 | 0 | 0 | 0 | 0.2349 | 0.16164
1992 | 98.625 | 0 | 0 | 0 | 0 | 0 | 0 | 0.22707 | 0.15325
1992 | 98.6354 | 0 | 0 | 0 | 0 | 0 | 0 | 0.18009 | 0.18079
1992 | 98.6458 | 0 | 0 | 0 | 0 | 0 | 0 | 0.19575 | 0.16044
1992 | 98.6563 | 0 | 0 | 0 | 0 | 0 | 0 | 0.21141 | 0.15006
1992 | 98.6667 | 0 | 0 | 0 | 0 | 0 | 0 | 0.16443 | 0.13609
1992 | 98.6771 | 0 | 0 | 0 | 0 | 0 | 0 | 0.16835 | 0.14687
1992 | 98.6875 | 0 | 0 | 0 | 0 | 0 | 0 | 0.1566 | 0.11813
1992 | 98.6979 | 0 | 0 | 0 | 0 | 0 | 0 | 0.12919 | 0.10456
1992 | 98.7083 | 0 | 0 | 0 | 0 | 0 | 0 | 0.13703 | 0.11414
1992 | 98.7188 | 0 | 0 | 0 | 0 | 0 | 0 | 0.11745 | 0.10057
1992 | 98.7292 | 0 | 0 | 0 | 0 | 0 | 0 | 0.10179 | 0.081017
1992 | 98.7396 | 0 | 0 | 0 | 0 | 0 | 0 | 0.10571 | 0.085008
1992 | 98.75 | 0 | 0 | 0 | 0 | 0 | 0 | 0.074385 | 0.071439
1992 | 98.7604 | 0 | 0 | 0 | 0 | 0 | 0 | 0.0783 | 0.058269
1992 | 98.7708 | 0 | 0 | 0 | 0 | 0 | 0 | 0.07047 | 0.051484
1992 | 98.7813 | 0 | 0 | 0 | 0 | 0 | 0 | 0.043065 | 0.041905
1992 | 98.7917 | 0 | 0 | 0 | 0 | 0 | 0 | 0.027405 | 0.017161
1992 | 98.8021 | 0 | 0 | 0 | 0 | 0 | 0 | 0.03132 | 0.031928
1992 | 98.8125 | 0 | 0 | 0 | 0 | 0 | 0 | 0.02349 | 0.016762
1992 | 98.8229 | 0 | 0 | 0 | 0 | 0 | 0 | 0.02349 | 0.029134
1992 | 98.8333 | 0 | 0 | 0 | 0 | 0 | 0 | 0.027405 | 0.01756
1992 | 98.8438 | 0 | 0 | 0 | 0 | 0 | 0 | 0.02349 | 0.023547
1992 | 98.8542 | 0 | 0 | 0 | 0 | 0 | 0 | 0.01566 | 0.015964
1992 | 98.8646 | 0 | 0 | 0 | 0 | 0 | 0 | 0.02349 | 0.0067847
1992 | 98.875 | 0 | 0 | 0 | 0 | 0 | 0 | 0.011745 | 0.023148
1992 | 98.8854 | 0 | 0 | 0 | 0 | 0 | 0 | 0.02349 | 0.0019955
1992 | 98.8958 | 0 | 0 | 0 | 0 | 0 | 0 | -0.00783 | 0.010377
1992 | 98.9063 | 0 | 0 | 0 | 0 | 0 | 0 | 0.011745 | 0.007982
1992 | 98.9167 | 0.00783 | 0 | 0 | 0 | 0 | 0 | 0.00783 | -0.0015964
1992 | 98.9271 | 0 | 0 | 0 | 0 | 0 | 0 | 0.00783 | 0.0003991
1992 | 98.9375 | 0 | 0 | 0 | 0 | 0 | 0 | 0 | 0.0059865
1992 | 98.9479 | 0.00783 | 0 | 0 | 0 | 0 | 0 | 0.00783 | -0.0095784
1992 | 98.9583 | 0 | 0 | 0 | 0 | 0 | 0 | -0.003915 | 0.0011973
1992 | 98.9688 | 0.00783 | 0 | 0 | 0 | 0 | 0 | 0.003915 | -0.0035919
1992 | 98.9792 | 0 | 0 | 0 | 0 | 0 | 0 | 0 | -0.0019955
1992 | 98.9896 | 0.00783 | 0 | 0 | 0 | 0 | 0 | 0 | 0.003991
1992 | 99 | 0.00783 | 0 | 0 | 0 | 0 | 0 | 0 | -0.01317
1992 | 99.0104 | 0 | 0 | 0 | 0 | 0 | 0 | 0 | -0.0011973
1992 | 99.0208 | 0.00783 | 0 | 0 | 0 | 0 | 0 | 0 | -0.0075829
1992 | 99.0313 | 0.00783 | 0 | 0 | 0 | 0 | 0 | 0.003915 | -0.0019955
1992 | 99.0417 | 0 | 0 | 0 | 0 | 0 | 0 | -0.00783 | -0.0099775
1992 | 99.0521 | 0.01566 | 0 | 0 | 0 | 0 | 0 | 0.003915 | 0.0019955
1992 | 99.0625 | 0.00783 | 0.0095784 | 0 | 0 | 0 | 0 | 0 | -0.0083811
1992 | 99.0729 | 0 | 0 | 0 | 0 | 0 | 0 | 0 | -0.0055874
1992 | 99.0833 | 0.00783 | 0 | 0 | 0 | 0 | 0 | -0.003915 | -0.0071838
1992 | 99.0938 | 0 | 0 | 0 | 0 | 0 | 0 | 0 | 0.0003991
1992 | 99.1042 | 0.00783 | 0 | 0 | 0 | 0 | 0 | 0.003915 | -0.011175
1992 | 99.1146 | 0.01566 | 0 | 0 | 0 | 0 | 0 | 0.003915 | 0.0031928
1992 | 99.125 | 0 | 0.015964 | 0 | 0 | 0 | 0 | 0.003915 | -0.0051883
1992 | 99.1354 | 0 | 0 | 0 | 0 | 0 | 0 | 0 | 0
1992 | 99.1458 | 0.00783 | 0 | 0 | 0 | 0 | 0 | 0 | -0.0027937
1992 | 99.1563 | 0 | 0.0095784 | 0 | 0 | 0 | 0 | 0 | -0.007982
1992 | 99.1667 | 0.00783 | 0 | 0 | 0 | 0 | 0 | -0.003915 | 0.0023946
1992 | 99.1771 | 0 | 0 | 0 | 0 | 0 | 0 | -0.00783 | 0
1992 | 99.1875 | 0.00783 | 0.010377 | 0 | 0 | 0 | 0 | 0.003915 | -0.0043901
1992 | 99.1979 | 0.00783 | 0.011973 | 0 | 0 | 0 | 0 | 0 | -0.0043901
1992 | 99.2083 | 0.00783 | 0 | 0 | 0 | 0 | 0 | 0 | -0.0059865
1992 | 99.2188 | 0.00783 | 0 | 0 | 0 | 0 | 0 | 0 | -0.0095784
1992 | 99.2292 | 0.00783 | 0.0071838 | 0 | 0 | 0 | 0 | 0 | -0.0003991
1992 | 99.2396 | 0.00783 | 0 | 0 | 0 | 0 | 0 | 0 | -0.0035919
1992 | 99.25 | 0.00783 | 0 | 0 | 0 | 0 | 0 | 0.003915 | -0.0003991
1992 | 99.2604 | 0 | 0.007982 | 0 | 0 | 0 | 0 | -0.003915 | -0.0063856
1992 | 99.2708 | 0 | 0 | 0 | 0 | 0 | 0 | 4.2633e-14 | -0.0027937
1992 | 99.2813 | 0 | 0 | 0 | 0 | 0 | 0 | -0.003915 | 0.003991
1992 | 99.2917 | 0 | 0 | 0 | 0 | 0 | 0 | 0.003915 | 0.0027937
1992 | 99.3021 | 0.00783 | 0 | 0 | 0 | 0 | 0 | 0.011745 | 0.0011973
1992 | 99.3125 | 0 | 0 | 0 | 0 | 0 | 0 | 0.003915 | -0.0023946
1992 | 99.3229 | 0 | 0 | 0 | 0 | 0 | 0 | 0.003915 | -0.0047892
1992 | 99.3333 | 0 | 0 | 0 | 0 | 0 | 0 | 0.01566 | 0.023946
1992 | 99.3438 | 0 | 0 | 0 | 0 | 0 | 0 | 0.019575 | 0.029533
1992 | 99.3542 | 0 | 0 | 0 | 0 | 0 | 0 | 0.027405 | 0.027538
1992 | 99.3646 | 0 | 0 | 0 | 0 | 0 | 0 | 0.02349 | 0.019955
1992 | 99.375 | 0 | 0 | 0 | 0 | 0 | 0 | 0.03132 | 0.023946
1992 | 99.3854 | 0 | 0 | 0 | 0 | 0 | 0 | 0.050895 | 0.07543
1992 | 99.3958 | 0 | 0 | 0 | 0 | 0 | 0 | 0.066555 | 0.053479
1992 | 99.4063 | 0 | 0 | 0 | 0 | 0 | 0 | 0.07047 | 0.099376
1992 | 99.4167 | 0 | 0 | 0 | 0 | 0 | 0 | 0.0783 | 0.083013
1992 | 99.4271 | 0 | 0 | 0 | 0 | 0 | 0 | 0.097875 | 0.10057
1992 | 99.4375 | 0 | 0 | 0 | 0 | 0 | 0 | 0.11745 | 0.12013
1992 | 99.4479 | 0 | 0 | 0 | 0 | 0 | 0 | 0.11745 | 0.12771
1992 | 99.4583 | 0 | 0 | 0 | 0 | 0 | 0 | 0.12528 | 0.13609
1992 | 99.4688 | 0 | 0 | 0 | 0 | 0 | 0 | 0.12136 | 0.12811
1992 | 99.4792 | 0 | 0 | 0 | 0 | 0 | 0 | 0.16443 | 0.14807
1992 | 99.4896 | 0 | 0 | 0 | 0 | 0 | 0 | 0.14877 | 0.15565
1992 | 99.5 | 0 | 0 | 0 | 0 | 0 | 0 | 0.18009 | 0.16443
1992 | 99.5104 | 0 | 0 | 0 | 0 | 0 | 0 | 0.16052 | 0.17999
1992 | 99.5208 | 0 | 0 | 0 | 0 | 0 | 0 | 0.19183 | 0.18438
1992 | 99.5313 | 0 | 0 | 0 | 0 | 0 | 0 | 0.19966 | 0.19396
1992 | 99.5417 | 0 | 0 | 0 | 0 | 0 | 0 | 0.18792 | 0.18598
1992 | 99.5521 | 0 | 0 | 0 | 0 | 0 | 0 | 0.20358 | 0.19516
1992 | 99.5625 | 0 | 0 | 0 | 0 | 0 | 0 | 0.20358 | 0.18518
1992 | 99.5729 | 0 | 0 | 0 | 0 | 0 | 0 | 0.19575 | 0.17999
1992 | 99.5833 | 0 | 0 | 0 | 0 | 0 | 0 | 0.18009 | 0.1788
1992 | 99.5938 | 0 | 0 | 0 | 0 | 0 | 0 | 0.2075 | 0.20035
1992 | 99.6042 | 0 | 0 | 0 | 0 | 0 | 0 | 0.20749 | 0.18917
1992 | 99.6146 | 0 | 0 | 0 | 0 | 0 | 0 | 0.22707 | 0.16762
1992 | 99.625 | 0 | 0 | 0 | 0 | 0 | 0 | 0.25839 | 0.22988
1992 | 99.6354 | 0 | 0 | 0 | 0 | 0 | 0 | 0.25839 | 0.18997
1992 | 99.6458 | 0 | 0 | 0 | 0 | 0 | 0 | 0.24273 | 0.20155
1992 | 99.6563 | 0 | 0 | 0 | 0 | 0 | 0 | 0.21924 | 0.19636
1992 | 99.6667 | 0 | 0 | 0 | 0 | 0 | 0 | 0.24665 | 0.16842
1992 | 99.6771 | 0 | 0 | 0 | 0 | 0 | 0 | 0.19575 | 0.1764
1992 | 99.6875 | 0 | 0 | 0 | 0 | 0 | 0 | 0.19183 | 0.14288
1992 | 99.6979 | 0 | 0 | 0 | 0 | 0 | 0 | 0.16443 | 0.12771
1992 | 99.7083 | 0 | 0 | 0 | 0 | 0 | 0 | 0.15269 | 0.1309
1992 | 99.7188 | 0 | 0 | 0 | 0 | 0 | 0 | 0.12136 | 0.11933
1992 | 99.7292 | 0 | 0 | 0 | 0 | 0 | 0 | 0.13703 | 0.11175
1992 | 99.7396 | 0 | 0 | 0 | 0 | 0 | 0 | 0.11745 | 0.11893
1992 | 99.75 | 0 | 0 | 0 | 0 | 0 | 0 | 0.0783 | 0.077425
1992 | 99.7604 | 0 | 0 | 0 | 0 | 0 | 0 | 0.027405 | 0.032327
1992 | 99.7708 | 0 | 0 | 0 | 0 | 0 | 0 | 0.01566 | 0.032726
1992 | 99.7813 | 0 | 0 | 0 | 0 | 0 | 0 | 0.011745 | 0.019157
1992 | 99.7917 | 0 | 0 | 0 | 0 | 0 | 0 | 0.00783 | 0.0023946
1992 | 99.8021 | 0 | 0 | 0 | 0 | 0 | 0 | 0.00783 | 0.015964
1992 | 99.8125 | 0 | 0 | 0 | 0 | 0 | 0 | 0.00783 | 0.0091793
1992 | 99.8229 | 0 | 0 | 0 | 0 | 0 | 0 | 0.011745 | 0.016762
1992 | 99.8333 | 0 | 0 | 0 | 0 | 0 | 0 | 0.011745 | 0.0015964
1992 | 99.8438 | 0 | 0 | 0 | 0 | 0 | 0 | 0.00783 | 0.01756
1992 | 99.8542 | 0 | 0 | 0 | 0 | 0 | 0 | 0.003915 | 0.0067847
1992 | 99.8646 | 0 | 0 | 0 | 0 | 0 | 0 | 0.003915 | 0.015565
1992 | 99.875 | 0 | 0 | 0 | 0 | 0 | 0 | 0.011745 | 0.0059865
1992 | 99.8854 | 0 | 0 | 0 | 0 | 0 | 0 | 0.01566 | 0.010377
1992 | 99.8958 | 0 | 0 | 0 | 0 | 0 | 0 | 0 | 0.0067847
1992 | 99.9063 | 0.00783 | 0 | 0 | 0 | 0 | 0 | 0.00783 | 0.013969
1992 | 99.9167 | 0 | 0 | 0 | 0 | 0 | 0 | 0.011745 | 0.0083811
1992 | 99.9271 | 0 | 0 | 0 | 0 | 0 | 0 | 0.011745 | 0.014368
1992 | 99.9375 | 0 | 0 | 0 | 0 | 0 | 0 | 0.01566 | 0.020354
1992 | 99.9479 | 0 | 0 | 0 | 0 | 0 | 0 | 0.00783 | 0.007982
1992 | 99.9583 | 0 | 0 | 0 | 0 | 0 | 0 | 0.027405 | 0.010377
1992 | 99.9688 | 0 | 0 | 0 | 0 | 0 | 0 | 0.011745 | 0.016363
1992 | 99.9792 | 0 | 0 | 0 | 0 | 0 | 0 | 0.01566 | 0.016762
1992 | 99.9896 | 0 | 0 | 0 | 0 | 0 | 0 | 0.011745 | 0.011574
1992 | 100 | 0 | 0 | 0 | 0 | 0 | 0 | 0.027405 | 0.019955
1992 | 100.0104 | 0 | 0 | 0 | 0 | 0 | 0 | 0.01566 | 0.019157
1992 | 100.0208 | 0 | 0 | 0 | 0 | 0 | 0 | 0.01566 | 0.015964
1992 | 100.0313 | 0 | 0 | 0 | 0 | 0 | 0 | 0.00783 | 0.0019955
1992 | 100.0417 | 0 | 0 | 0 | 0 | 0 | 0 | 0.011745 | 0.0031928
1992 | 100.0521 | 0 | 0 | 0 | 0 | 0 | 0 | 0 | -0.0031928
1992 | 100.0625 | 0 | 0 | 0 | 0 | 0 | 0 | 0.003915 | 0.010776
1992 | 100.0729 | 0 | 0 | 0 | 0 | 0 | 0 | -1.4211e-14 | 0.019556
1992 | 100.0833 | 0 | 0 | 0 | 0 | 0 | 0 | 0.01566 | -0.0043901
1992 | 100.0938 | 0 | 0 | 0 | 0 | 0 | 0 | 0.00783 | 0.011574
1992 | 100.1042 | 0 | 0 | 0 | 0 | 0 | 0 | 0.003915 | 0.0019955
1992 | 100.1146 | 0 | 0 | 0 | 0 | 0 | 0 | 0.011745 | 0.007982
1992 | 100.125 | 0 | 0 | 0 | 0 | 0 | 0 | -0.00783 | 0.0047892
1992 | 100.1354 | 0 | 0 | 0 | 0 | 0 | 0 | 0.00783 | 0.0091793
1992 | 100.1458 | 0 | 0 | 0 | 0 | 0 | 0 | 0.01566 | -0.0007982
1992 | 100.1563 | 0 | 0 | 0 | 0 | 0 | 0 | 0.003915 | 0.011973
1992 | 100.1667 | 0 | 0 | 0 | 0 | 0 | 0 | 0.011745 | 0.0071838
1992 | 100.1771 | 0 | 0 | 0 | 0 | 0 | 0 | 0.011745 | 0.0071838
1992 | 100.1875 | 0 | 0 | 0 | 0 | 0 | 0 | 0 | 0.0043901
1992 | 100.1979 | 0 | 0 | 0 | 0 | 0 | 0 | 0.00783 | 0.012372
1992 | 100.2083 | 0 | 0 | 0 | 0 | 0 | 0 | 0.003915 | -0.0015964
1992 | 100.2188 | 0 | 0.0087802 | 0 | 0 | 0 | 0 | 0.003915 | 0.0087802
1992 | 100.2292 | 0 | 0 | 0 | 0 | 0 | 0 | 0.003915 | 0.0075829
1992 | 100.2396 | 0 | 0 | 0 | 0 | 0 | 0 | 0.011745 | 0.0035919
1992 | 100.25 | 0 | 0 | 0 | 0 | 0 | 0 | 0.003915 | 0
1992 | 100.2604 | 0 | 0 | 0 | 0 | 0 | 0 | -0.00783 | 0.0063856
1992 | 100.2708 | 0 | 0 | 0 | 0 | 0 | 0 | 0.01566 | 0.0007982
1992 | 100.2813 | 0 | 0 | 0 | 0 | 0 | 0 | 0.003915 | 0.0099775
1992 | 100.2917 | 0 | 0 | 0 | 0 | 0 | 0 | 0.011745 | 0.011574
1992 | 100.3021 | 0 | 0 | 0 | 0 | 0 | 0 | 0.019575 | 0.013969
1992 | 100.3125 | 0 | 0 | 0 | 0 | 0 | 0 | 0.019575 | 0.016363
1992 | 100.3229 | 0 | 0 | 0 | 0 | 0 | 0 | 0.027405 | 0.034323
1992 | 100.3333 | 0 | 0 | 0 | 0 | 0 | 0 | 0.035235 | 0.031529
1992 | 100.3438 | 0 | 0 | 0 | 0 | 0 | 0 | 0.02349 | 0.042704
1992 | 100.3542 | 0 | 0 | 0 | 0 | 0 | 0 | 0.05481 | 0.059865
1992 | 100.3646 | 0 | 0 | 0 | 0 | 0 | 0 | 0.07047 | 0.067049
1992 | 100.375 | 0 | 0 | 0 | 0 | 0 | 0 | 0.07047 | 0.077026
1992 | 100.3854 | 0 | 0 | 0 | 0 | 0 | 0 | 0.082215 | 0.10297
1992 | 100.3958 | 0 | 0 | 0 | 0 | 0 | 0 | 0.10962 | 0.098977
1992 | 100.4063 | 0 | 0 | 0 | 0 | 0 | 0 | 0.11745 | 0.12771
1992 | 100.4167 | 0 | 0 | 0 | 0 | 0 | 0 | 0.15268 | 0.1329
1992 | 100.4271 | 0 | 0 | 0 | 0 | 0 | 0 | 0.14486 | 0.15405
1992 | 100.4375 | 0 | 0 | 0 | 0 | 0 | 0 | 0.18792 | 0.15365
1992 | 100.4479 | 0 | 0 | 0 | 0 | 0 | 0 | 0.20358 | 0.17999
1992 | 100.4583 | 0 | 0 | 0 | 0 | 0 | 0 | 0.21141 | 0.18119
1992 | 100.4688 | 0 | 0 | 0 | 0 | 0 | 0 | 0.2075 | 0.18438
1992 | 100.4792 | 0 | 0 | 0 | 0 | 0 | 0 | 0.19967 | 0.19277
1992 | 100.4896 | 0 | 0 | 0 | 0 | 0 | 0 | 0.21141 | 0.18438
1992 | 100.5 | 0 | 0 | 0 | 0 | 0 | 0 | 0.21141 | 0.19436
1992 | 100.5104 | 0 | 0 | 0 | 0 | 0 | 0 | 0.2349 | 0.22829
1992 | 100.5208 | 0 | 0 | 0 | 0 | 0 | 0 | 0.21924 | 0.20314
1992 | 100.5313 | 0 | 0 | 0 | 0 | 0 | 0 | 0.24273 | 0.20115
1992 | 100.5417 | 0 | 0 | 0 | 0 | 0 | 0 | 0.24665 | 0.20474
1992 | 100.5521 | 0 | 0 | 0 | 0 | 0 | 0 | 0.28188 | 0.21511
1992 | 100.5625 | 0 | 0 | 0 | 0 | 0 | 0 | 0.24273 | 0.20155
1992 | 100.5729 | 0 | 0 | 0 | 0 | 0 | 0 | 0.27013 | 0.20913
1992 | 100.5833 | 0 | 0 | 0 | 0 | 0 | 0 | 0.22316 | 0.19835
1992 | 100.5938 | 0 | 0 | 0 | 0 | 0 | 0 | 0.23881 | 0.19755
1992 | 100.6042 | 0 | 0 | 0 | 0 | 0 | 0 | 0.21532 | 0.19077
1992 | 100.6146 | 0 | 0 | 0 | 0 | 0 | 0 | 0.2349 | 0.18079
1992 | 100.625 | 0 | 0 | 0 | 0 | 0 | 0 | 0.10962 | 0.11095
1992 | 100.6354 | 0 | 0 | 0 | 0 | 0 | 0 | 0.19966 | 0.17042
1992 | 100.6458 | 0 | 0 | 0 | 0 | 0 | 0 | 0.16443 | 0.16443
1992 | 100.6563 | 0 | 0 | 0 | 0 | 0 | 0 | 0.17618 | 0.16283
1992 | 100.6667 | 0 | 0 | 0 | 0 | 0 | 0 | 0.12528 | 0.11853
1992 | 100.6771 | 0 | 0 | 0 | 0 | 0 | 0 | 0.08613 | 0.081416
1992 | 100.6875 | 0 | 0 | 0 | 0 | 0 | 0 | 0.074385 | 0.067448
1992 | 100.6979 | 0 | 0 | 0 | 0 | 0 | 0 | 0.05481 | 0.05747
1992 | 100.7083 | 0 | 0 | 0 | 0 | 0 | 0 | 0.02349 | 0.015565
1992 | 100.7188 | 0 | 0 | 0 | 0 | 0 | 0 | 0.011745 | 0.026341
1992 | 100.7292 | 0 | 0 | 0 | 0 | 0 | 0 | 0.01566 | 0.0095784
1992 | 100.7396 | 0 | 0 | 0 | 0 | 0 | 0 | 0.058725 | 0.041905
1992 | 100.75 | 0 | 0 | 0 | 0 | 0 | 0 | 0.04698 | 0.034722
1992 | 100.7604 | 0 | 0 | 0 | 0 | 0 | 0 | 0.03132 | 0.037116
1992 | 100.7708 | 0 | 0 | 0 | 0 | 0 | 0 | 0.090045 | 0.033125
1992 | 100.7813 | 0 | 0 | 0 | 0 | 0 | 0 | 0.03132 | 0.03552
1992 | 100.7917 | 0 | 0 | 0 | 0 | 0 | 0 | 0.11354 | 0.085806
1992 | 100.8021 | 0 | 0 | 0 | 0 | 0 | 0 | 0.082215 | 0.035121
1992 | 100.8125 | 0 | 0 | 0 | 0 | 0 | 0 | 0.03132 | 0.034722
1992 | 100.8229 | 0 | 0 | 0 | 0 | 0 | 0 | 0.035235 | 0.026341
1992 | 100.8333 | 0 | 0 | 0 | 0 | 0 | 0 | 0.019575 | 0.013968
1992 | 100.8438 | 0 | 0 | 0 | 0 | 0 | 0 | 0.03132 | 0.022749
1992 | 100.8542 | 0 | 0 | 0 | 0 | 0 | 0 | 0.027405 | 0.027139
1992 | 100.8646 | 0 | 0 | 0 | 0 | 0 | 0 | 0.035235 | 0.029533
1992 | 100.875 | 0 | 0 | 0 | 0 | 0 | 0 | 0.02349 | 0.022749
1992 | 100.8854 | 0 | 0 | 0 | 0 | 0 | 0 | 0.035235 | 0.021951
1992 | 100.8958 | 0 | 0 | 0 | 0 | 0 | 0 | 0.043065 | 0.02235
1992 | 100.9063 | 0 | 0 | 0 | 0 | 0 | 0 | 0.02349 | 0.015565
1992 | 100.9167 | 0 | 0 | 0 | 0 | 0 | 0 | 0.011745 | 0.019556
1992 | 100.9271 | 0 | 0 | 0 | 0 | 0 | 0 | 0.02349 | 0.02195
1992 | 100.9375 | 0 | 0 | 0 | 0 | 0 | 0 | 0.01566 | 0.01756
1992 | 100.9479 | 0 | 0 | 0 | 0 | 0 | 0 | 0.019575 | 0.012372
1992 | 100.9583 | 0 | 0 | 0 | 0 | 0 | 0 | 0.01566 | 0.016363
1992 | 100.9688 | 0 | 0 | 0 | 0 | 0 | 0 | 0.00783 | 0.0087802
1992 | 100.9792 | 0 | 0 | 0 | 0 | 0 | 0 | 0.01566 | 0.0031928
1992 | 100.9896 | 0 | 0 | 0 | 0 | 0 | 0 | 0.003915 | 0.020753
1992 | 101 | 0 | 0 | 0 | 0 | 0 | 0 | 0.003915 | 0.0087802
1992 | 101.0104 | 0 | 0 | 0 | 0 | 0 | 0 | 0.019575 | 0.0063856
1992 | 101.0208 | 0 | 0 | 0 | 0 | 0 | 0 | 0.003915 | 0.0099775
1992 | 101.0313 | 0 | 0 | 0 | 0 | 0 | 0 | 0.019575 | 0.013968
1992 | 101.0417 | 0 | 0 | 0 | 0 | 0 | 0 | 0.011745 | 0.015964
1992 | 101.0521 | 0 | 0 | 0 | 0 | 0 | 0 | 0.027405 | 0.011175
1992 | 101.0625 | 0 | 0 | 0 | 0 | 0 | 0 | 0.019575 | 0.02674
1992 | 101.0729 | 0 | 0 | 0 | 0 | 0 | 0 | 0.011745 | 0.011574
1992 | 101.0833 | 0 | 0 | 0 | 0 | 0 | 0 | 0.011745 | 0.0031928
1992 | 101.0938 | 0 | 0 | 0 | 0 | 0 | 0 | 0.02349 | 0.011574
1992 | 101.1042 | 0 | 0 | 0 | 0 | 0 | 0 | 0.019575 | 0.012771
1992 | 101.1146 | 0 | 0 | 0 | 0 | 0 | 0 | 0 | 0.010776
1992 | 101.125 | 0 | 0 | 0 | 0 | 0 | 0 | 0.019575 | 0.0099775
1992 | 101.1354 | 0 | 0 | 0 | 0 | 0 | 0 | 0.00783 | 0.011973
1992 | 101.1458 | 0 | 0 | 0 | 0 | 0 | 0 | 0.00783 | 0.0023946
1992 | 101.1563 | 0 | 0 | 0 | 0 | 0 | 0 | 0.003915 | 0.0043901
1992 | 101.1667 | 0 | 0 | 0 | 0 | 0 | 0 | 0.011745 | 0.0047892
1992 | 101.1771 | 0 | 0 | 0 | 0 | 0 | 0 | 0 | 0.0031928
1992 | 101.1875 | 0 | 0 | 0 | 0 | 0 | 0 | 0.00783 | 0.003991
1992 | 101.1979 | 0.00783 | 0 | 0 | 0 | 0 | 0 | 0 | 0.0019955
1992 | 101.2083 | 0 | 0 | 0 | 0 | 0 | 0 | 0.00783 | 0.0023946
1992 | 101.2188 | 0.01566 | 0 | 0 | 0 | 0 | 0 | -0.003915 | 0.0007982
1992 | 101.2292 | 0 | 0 | 0 | 0 | 0 | 0 | 0.03132 | -0.0019955
1992 | 101.2396 | 0.01566 | 0 | 0 | 0 | 0 | 0 | -0.003915 | 0.0023946
1992 | 101.25 | 0 | 0 | 0 | 0 | 0 | 0 | 0.011745 | 0.0027937
1992 | 101.2604 | 0 | 0.007982 | 0 | 0 | 0 | 0 | 0.003915 | -0.0015964
1992 | 101.2708 | 0 | 0 | 0 | 0 | 0 | 0 | -0.00783 | -0.0007982
1992 | 101.2813 | 0 | 0 | 0 | 0 | 0 | 0 | -0.003915 | -0.0091793
1992 | 101.2917 | 0 | 0 | 0 | 0 | 0 | 0 | -0.01566 | -0.0059865
1992 | 101.3021 | 0 | 0 | 0 | 0 | 0 | 0 | -0.003915 | 0.0063856
1992 | 101.3125 | 0 | 0 | 0 | 0 | 0 | 0 | 0.011745 | 0.0087802
1992 | 101.3229 | 0 | 0 | 0 | 0 | 0 | 0 | 0.011745 | 0.01796
1992 | 101.3333 | 0 | 0 | 0 | 0 | 0 | 0 | 0.00783 | 0.01756
1992 | 101.3438 | 0 | 0 | 0 | 0 | 0 | 0 | -0.03132 | 0.025542
1992 | 101.3542 | 0 | 0 | 0 | 0 | 0 | 0 | 0.03915 | 0.0063856
1992 | 101.3646 | 0 | 0 | 0 | 0 | 0 | 0 | 0.04698 | 0.058269
1992 | 101.375 | 0 | 0 | 0 | 0 | 0 | 0 | 0.05481 | 0.073035
1992 | 101.3854 | 0 | 0 | 0 | 0 | 0 | 0 | 0.03915 | 0.11773
1992 | 101.3958 | 0 | 0 | 0 | 0 | 7.9474 | 0 | 0 | 0.068246
1992 | 101.4063 | 0 | 0 | 0 | 0 | 14.9866 | 0 | 0.03132 | 0.10975
1992 | 101.4167 | 0 | 0 | 0 | 0 | 0 | 0 | 0.12137 | 0.12612
1992 | 101.4271 | 0 | 0 | 0 | 0 | 0 | 0 | 0.16051 | 0.13889
1992 | 101.4375 | 0 | 0 | 0 | 0 | 0 | 0 | 0.15269 | 0.1337
1992 | 101.4479 | 0 | 0 | 0 | 0 | 0 | 0 | 0.17226 | 0.13689
1992 | 101.4583 | 0 | 0 | 0 | 0 | 0 | 0 | 0.17618 | 0.16603
1992 | 101.4688 | 0 | 0 | 0 | 0 | 0 | 0 | 0.19575 | 0.17481
1992 | 101.4792 | 0 | 0 | 0 | 0 | 0 | 0 | 0.19966 | 0.16603
1992 | 101.4896 | 0 | 0 | 0 | 0 | 0 | 0 | 0.19183 | 0.19157
1992 | 101.5 | 0 | 0 | 0 | 0 | 0 | 0 | 0.19967 | 0.21871
1992 | 101.5104 | 0 | 0 | 0 | 0 | 0 | 0 | 0.27405 | 0.2235
1992 | 101.5208 | 0 | 0 | 0 | 0 | 0 | 0 | 0.32103 | 0.22669
1992 | 101.5313 | 0 | 0 | 0 | 0 | 0 | 0 | 0.29362 | 0.22589
1992 | 101.5417 | 0 | 0 | 0 | 0 | 0 | 0 | 0.30928 | 0.23627
1992 | 101.5521 | 0 | 0 | 0 | 0 | 0 | 0 | 0.35235 | 0.21831
1992 | 101.5625 | 0 | 0 | 0 | 0 | 0 | 0 | 0.30928 | 0.2235
1992 | 101.5729 | 0 | 0 | 0 | 0 | 0 | 0 | 0.33277 | 0.2195
1992 | 101.5833 | 0 | 0 | 0 | 0 | 0 | 0 | 0.30929 | 0.20753
1992 | 101.5938 | 0 | 0 | 0 | 0 | 0 | 0 | 0.29362 | 0.21033
1992 | 101.6042 | 0 | 0 | 0 | 0 | 0 | 0 | 0.25056 | 0.20713
1992 | 101.6146 | 0 | 0 | 0 | 0 | 0 | 0 | 0.29754 | 0.19436
1992 | 101.625 | 0 | 0 | 0 | 0 | 0 | 0 | 0.23098 | 0.18399
1992 | 101.6354 | 0 | 0 | 0 | 0 | 0 | 0 | 0.21141 | 0.19197
1992 | 101.6458 | 0 | 0 | 0 | 0 | 0 | 0 | 0.2075 | 0.17959
1992 | 101.6563 | 0 | 0 | 0 | 0 | 0 | 0 | 0.23099 | 0.1752
1992 | 101.6667 | 0 | 0 | 0 | 0 | 0 | 0 | 0.2349 | 0.1788
1992 | 101.6771 | 0 | 0 | 0 | 0 | 0 | 0 | 0.21532 | 0.17241
1992 | 101.6875 | 0 | 0 | 0 | 0 | 0 | 0 | 0.18009 | 0.15246
1992 | 101.6979 | 0 | 0 | 0 | 0 | 0 | 0 | 0.18792 | 0.14687
1992 | 101.7083 | 0 | 0 | 0 | 0 | 0 | 0 | 0.14094 | 0.12013
1992 | 101.7188 | 0 | 0 | 0 | 0 | 0 | 0 | 0.10962 | 0.10895
1992 | 101.7292 | 0 | 0 | 0 | 0 | 0 | 0 | 0.12919 | 0.11255
1992 | 101.7396 | 0 | 0 | 0 | 0 | 0 | 0 | 0.10179 | 0.083412
1992 | 101.75 | 0 | 0 | 0 | 0 | 0 | 0 | 0.043065 | 0.045897
1992 | 101.7604 | 0 | 0 | 0 | 0 | 0 | 0 | 0.02349 | 0.031529
1992 | 101.7708 | 0 | 0 | 0 | 0 | 0 | 0 | 0.027405 | 0.033524
1992 | 101.7813 | 0 | 0 | 0 | 0 | 0 | 0 | 0.011745 | 0.020753
1992 | 101.7917 | 0 | 0 | 0 | 0 | 0 | 0 | 0.02349 | 0.033125
1992 | 101.8021 | 0 | 0 | 0 | 0 | 0 | 0 | 0.003915 | 0.011175
1992 | 101.8125 | 0 | 0 | 0 | 0 | 0 | 0 | 0.01566 | 0.013569
1992 | 101.8229 | 0 | 0 | 0 | 0 | 0 | 0 | 0.003915 | 0.013969
1992 | 101.8333 | 0 | 0 | 0 | 0 | 0 | 0 | 0.00783 | 0.01317
1992 | 101.8438 | 0 | 0 | 0 | 0 | 0 | 0 | 0.019575 | 0.012372
1992 | 101.8542 | 0 | 0 | 0 | 0 | 0 | 0 | 0.027405 | 0.020753
1992 | 101.8646 | 0 | 0 | 0 | 0 | 0 | 0 | 0.01566 | 0.02674
1992 | 101.875 | 0 | 0 | 0 | 0 | 0 | 0 | 0.03132 | 0.020753
1992 | 101.8854 | 0 | 0 | 0 | 0 | 0 | 0 | 0.01566 | 0.017161
1992 | 101.8958 | 0 | 0 | 0 | 0 | 0 | 0 | 0.011745 | 0.014767
1992 | 101.9063 | 0 | 0 | 0 | 0 | 0 | 0 | 0.02349 | 0.013969
1992 | 101.9167 | 0 | 0 | 0 | 0 | 0 | 0 | 0.019575 | 0.012372
1992 | 101.9271 | 0 | 0 | 0 | 0 | 0 | 0 | 0 | 0.0091793
1992 | 101.9375 | 0 | 0 | 0 | 0 | 0 | 0 | 0.011745 | 0.011574
1992 | 101.9479 | 0 | 0 | 0 | 0 | 0 | 0 | -1.4211e-14 | 0.0051883
1992 | 101.9583 | 0 | 0 | 0 | 0 | 0 | 0 | 0.011745 | 0.003991
1992 | 101.9688 | 0 | 0 | 0 | 0 | 0 | 0 | -0.00783 | 0.010377
1992 | 101.9792 | 0 | 0 | 0 | 0 | 0 | 0 | 0.011745 | 0.0011973
1992 | 101.9896 | 0 | 0 | 0 | 0 | 0 | 0 | 0 | 0.0027937
1992 | 102 | 0 | 0 | 0 | 0 | 0 | 0 | 0 | 0.0059865
1992 | 102.0104 | 0 | 0 | 0 | 0 | 0 | 0 | 0.027405 | 0.011973
1992 | 102.0208 | 0 | 0 | 0 | 0 | 0 | 0 | 0.035235 | 0.023946
1992 | 102.0313 | 0 | 0 | 0 | 0 | 0 | 0 | 0.03132 | 0.02235
1992 | 102.0417 | 0 | 0 | 0 | 0 | 0 | 0 | 0.027405 | 0.011574
1992 | 102.0521 | 0 | 0 | 0 | 0 | 0 | 0 | 0.027405 | 0.024345
1992 | 102.0625 | 0 | 0 | 0 | 0 | 0 | 0 | 0.03132 | 0.021152
1992 | 102.0729 | 0 | 0 | 0 | 0 | 0 | 0 | 0.03132 | 0.010776
1992 | 102.0833 | 0 | 0 | 0 | 0 | 0 | 0 | 0.019575 | 0.020354
1992 | 102.0938 | 0 | 0 | 0 | 0 | 0 | 0 | 0.01566 | 0.012372
1992 | 102.1042 | 0 | 0 | 0 | 0 | 0 | 0 | 0.03132 | 0.02674
1992 | 102.1146 | 0 | 0 | 0 | 0 | 0 | 0 | 0.03132 | 0.0091793
1992 | 102.125 | 0 | 0 | 0 | 0 | 0 | 0 | 0.01566 | 0.018758
1992 | 102.1354 | 0 | 0 | 0 | 0 | 0 | 0 | 0.03132 | 0.017959
1992 | 102.1458 | 0 | 0 | 0 | 0 | 0 | 0 | 0.02349 | 0.01796
1992 | 102.1563 | 0 | 0 | 0 | 0 | 0 | 0 | 0.01566 | 0.011175
1992 | 102.1667 | 0 | 0 | 0 | 0 | 0 | 0 | 0.03132 | 0.016363
1992 | 102.1771 | 0 | 0 | 0 | 0 | 0 | 0 | 0.03132 | 0.01796
1992 | 102.1875 | 0 | 0 | 0 | 0 | 0 | 0 | 0.01566 | 0.017161
1992 | 102.1979 | 0 | 0 | 0 | 0 | 0 | 0 | 0.027405 | 0.023148
1992 | 102.2083 | 0 | 0 | 0 | 0 | 0 | 0 | 0.019575 | 0.011574
1992 | 102.2188 | 0 | 0 | 0 | 0 | 0 | 0 | 0.03132 | 0.01796
1992 | 102.2292 | 0 | 0 | 0 | 0 | 0 | 0 | 0.027405 | 0.01756
1992 | 102.2396 | 0 | 0 | 0 | 0 | 0 | 0 | 0.027405 | 0.016363
1992 | 102.25 | 0 | 0 | 0 | 0 | 0 | 0 | 0.035235 | 0.015565
1992 | 102.2604 | 0 | 0 | 0 | 0 | 0 | 0 | 0.019575 | 0.020753
1992 | 102.2708 | 0 | 0 | 0 | 0 | 0 | 0 | 0.03915 | 0.03113
1992 | 102.2813 | 0 | 0 | 0 | 0 | 0 | 0 | 0.050895 | 0.033524
1992 | 102.2917 | 0 | 0 | 0 | 0 | 0 | 0 | 0.074385 | 0.046695
1992 | 102.3021 | 0 | 0 | 0 | 0 | 0 | 0 | 0.074385 | 0.03552
1992 | 102.3125 | 0 | 0 | 0 | 0 | 0 | 0 | 0.08613 | 0.049887
1992 | 102.3229 | 0 | 0 | 0 | 0 | 0 | 0 | 0.06264 | 0.033924
1992 | 102.3333 | 0 | 0 | 0 | 0 | 0 | 0 | 0.066555 | 0.037116
1992 | 102.3438 | 0 | 0 | 0 | 0 | 0 | 0 | 0.05481 | 0.053479
1992 | 102.3542 | 0 | 0 | 0 | 0 | 0 | 0 | 0.0783 | 0.069044
1992 | 102.3646 | 0 | 0 | 0 | 0 | 0 | 0 | 0.05481 | 0.083811
1992 | 102.375 | 0 | 0 | 0 | 0 | 0 | 0 | 0.12528 | 0.046695
1992 | 102.3854 | 0 | 0 | 0 | 0 | 0 | 0 | 0.10179 | 0.09738
1992 | 102.3958 | 0 | 0 | 0 | 0 | 0 | 0 | 0.12528 | 0.088999
1992 | 102.4063 | 0 | 0 | 0 | 0 | 0 | 0 | 0.15269 | 0.095784
1992 | 102.4167 | 0 | 0 | 0 | 0 | 0 | 0 | 0.074385 | 0.086206
1992 | 102.4271 | 0 | 0 | 0 | 0 | 0 | 0 | 0.16834 | 0.11374
1992 | 102.4375 | 0 | 0 | 0 | 0 | 0 | 0 | 0.15269 | 0.13729
1992 | 102.4479 | 0 | 0 | 0 | 0 | 0 | 0 | 0.15268 | 0.13051
1992 | 102.4583 | 0 | 0 | 0 | 0 | 0 | 0 | 0.17618 | 0.12173
1992 | 102.4688 | 0 | 0 | 0 | 0 | 0 | 0 | 0.21141 | 0.1325
1992 | 102.4792 | 0 | 0 | 0 | 0 | 0 | 0 | 0.19183 | 0.15086
1992 | 102.4896 | 0 | 0 | 0 | 0 | 0 | 0 | 0.20749 | 0.15405
1992 | 102.5 | 0 | 0 | 0 | 0 | 0 | 0 | 0.18792 | 0.16603
1992 | 102.5104 | 0 | 0 | 0 | 0 | 0 | 0 | 0.21141 | 0.16203
1992 | 102.5208 | 0 | 0 | 0 | 0 | 0 | 0 | 0.22707 | 0.15884
1992 | 102.5313 | 0 | 0 | 0 | 0 | 0 | 0 | 0.22315 | 0.15685
1992 | 102.5417 | 0 | 0 | 0 | 0 | 0 | 0 | 0.22707 | 0.1768
1992 | 102.5521 | 0 | 0 | 0 | 0 | 0 | 0 | 0.23099 | 0.16642
1992 | 102.5625 | 0 | 0 | 0 | 0 | 0 | 0 | 0.25447 | 0.16363
1992 | 102.5729 | 0 | 0 | 0 | 0 | 0 | 0 | 0.19184 | 0.14966
1992 | 102.5833 | 0 | 0 | 0 | 0 | 0 | 0 | 0.18009 | 0.16044
1992 | 102.5938 | 0 | 0 | 0 | 0 | 0 | 0 | 0.18792 | 0.12971
1992 | 102.6042 | 0 | 0 | 0 | 0 | 0 | 0 | 0.18792 | 0.13569
1992 | 102.6146 | 0 | 0 | 0 | 0 | 0 | 0 | 0.19184 | 0.15605
1992 | 102.625 | 0 | 0 | 0 | 0 | 0 | 0 | 0.20358 | 0.14408
1992 | 102.6354 | 0 | 0 | 0 | 0 | 0 | 0 | 0.16051 | 0.13689
1992 | 102.6458 | 0 | 0 | 0 | 0 | 0 | 0 | 0.17618 | 0.13051
1992 | 102.6563 | 0 | 0 | 0 | 0 | 0 | 0 | 0.14877 | 0.12252
1992 | 102.6667 | 0 | 0 | 0 | 0 | 0 | 0 | 0.19183 | 0.12452
1992 | 102.6771 | 0 | 0 | 0 | 0 | 0 | 0 | 0.14877 | 0.11135
1992 | 102.6875 | 0 | 0 | 0 | 0 | 0 | 0 | 0.14877 | 0.077026
1992 | 102.6979 | 0 | 0 | 0 | 0 | 0 | 0 | 0.09396 | 0.095784
1992 | 102.7083 | 0 | 0 | 0 | 0 | 0 | 0 | 0.10962 | 0.093788
1992 | 102.7188 | 0 | 0 | 0 | 0 | 0 | 0 | 0.10179 | 0.068246
1992 | 102.7292 | 0 | 0 | 0 | 0 | 0 | 0 | 0.066555 | 0.042305
1992 | 102.7396 | 0 | 0 | 0 | 0 | 0 | 0 | 0.06264 | 0.042704
1992 | 102.75 | 0 | 0 | 0 | 0 | 0 | 0 | 0.050895 | 0.027139
1992 | 102.7604 | 0 | 0 | 0 | 0 | 0 | 0 | 0.035235 | 0.021551
1992 | 102.7708 | 0 | 0 | 0 | 0 | 0 | 0 | 0.019575 | 0.024345
1992 | 102.7813 | 0 | 0 | 0 | 0 | 0 | 0 | 0.035235 | 0.029932
1992 | 102.7917 | 0 | 0 | 0 | 0 | 0 | 0 | 0.00783 | 0.010776
1992 | 102.8021 | 0 | 0 | 0 | 0 | 0 | 0 | 0.01566 | 0.011574
1992 | 102.8125 | 0 | 0 | 0 | 0 | 0 | 0 | -2.8422e-14 | 0.012372
1992 | 102.8229 | 0 | 0 | 0 | 0 | 0 | 0 | 0.02349 | -0.0051883
1992 | 102.8333 | 0 | 0 | 0 | 0 | 0 | 0 | -0.003915 | 0.0075829
1992 | 102.8438 | 0 | 0 | 0 | 0 | 0 | 0 | 0.03132 | 0.0007982
1992 | 102.8542 | 0 | 0 | 0 | 0 | 0 | 0 | 0.011745 | 0.007982
1992 | 102.8646 | 0 | 0 | 0 | 0 | 0 | 0 | 0.011745 | 0.0031928
1992 | 102.875 | 0 | 0 | 0 | 0 | 0 | 0 | 0 | 0.019157
1992 | 102.8854 | 0 | 0 | 0 | 0 | 0 | 0 | 0.01566 | 0.0055874
1992 | 102.8958 | 0 | 0 | 0 | 0 | 0 | 0 | 0.00783 | -0.007982
1992 | 102.9063 | 0 | 0 | 0 | 0 | 0 | 0 | 0.00783 | 0.0087802
1992 | 102.9167 | 0 | 0 | 0 | 0 | 0 | 0 | 0.011745 | 0.01317
1992 | 102.9271 | 0 | 0 | 0 | 0 | 0 | 0 | 0 | 0.012372
1992 | 102.9375 | 0 | 0 | 0 | 0 | 0 | 0 | 0.02349 | 0.0051883
1992 | 102.9479 | 0 | 0 | 0 | 0 | 0 | 0 | 0.00783 | -0.0031928
1992 | 102.9583 | 0 | 0 | 0 | 0 | 0 | 0 | 0.01566 | 0.0075829
1992 | 102.9688 | 0 | 0 | 0 | 0 | 0 | 0 | 0.00783 | 0.0059865
1992 | 102.9792 | 0.01566 | 0 | 0 | 0 | 0 | 0 | 0.003915 | 0.0063856
1992 | 102.9896 | 0 | 0.012771 | 0 | 0 | 0 | 0 | 0 | -0.012771
1992 | 103 | 0 | 0.025542 | 0 | 0 | 0 | 0 | -0.011745 | 0.0091793
1992 | 103.0104 | 0.01566 | 0.01756 | 0 | 0 | 0 | 0 | 1.4211e-14 | 0.015565
1992 | 103.0208 | 0.00783 | 0 | 0 | 0 | 0 | 0 | -0.011745 | -0.019556
1992 | 103.0313 | 0 | 0.010377 | 0 | 0 | 0 | 0 | -0.003915 | -0.016762
1992 | 103.0417 | 0.02349 | 0.023946 | 0 | 0 | 0 | 0 | -0.019575 | -0.0023946
1992 | 103.0521 | 0.06264 | 0.041506 | 0 | 0 | 0 | 0 | 0.003915 | 0
1992 | 103.0625 | 0.04698 | 0.11015 | 0 | 0 | 0 | 0 | 0 | 0
1992 | 103.0729 | 0.05481 | 0.07982 | 0 | 0 | 0 | 0 | 1.4211e-14 | 0
1992 | 103.0833 | 0.10962 | 0.081416 | 0 | 0 | 0 | 0 | 0 | 0.003991
1992 | 103.0938 | 0.07047 | 0.090197 | 0 | 0 | 0 | 0 | 7.1054e-14 | -1.4211e-14
1992 | 103.1042 | 0.00783 | 0.028735 | 0 | 0 | 0 | 0 | -0.02349 | -1.4211e-14
1992 | 103.1146 | 0.02349 | 0.026341 | 0 | 0 | 0 | 0 | -0.03132 | -0.014767
1992 | 103.125 | 0 | 0 | 0 | 0 | 0 | 0 | 0.01566 | 0.003991
1992 | 103.1354 | 0.01566 | 0 | 0 | 0 | 0 | 0 | 0.00783 | 0.0051883
1992 | 103.1458 | 0 | 0.0087802 | 0 | 0 | 0 | 0 | -1.4211e-14 | 0.0011973
1992 | 103.1563 | 0.01566 | 0 | 0 | 0 | 0 | 0 | 0.00783 | -0.0023946
1992 | 103.1667 | 0.00783 | 0 | 0 | 0 | 0 | 0 | 0.01566 | -0.0063856
1992 | 103.1771 | 0.00783 | 0 | 0 | 0 | 0 | 0 | -0.01566 | 0.0015964
1992 | 103.1875 | 0.01566 | 0 | 0 | 0 | 0 | 0 | 0.027405 | 0.0007982
1992 | 103.1979 | 0 | 0.0087802 | 0 | 0 | 0 | 0 | -0.02349 | -0.0035919
1992 | 103.2083 | 0 | 0 | 0 | 0 | 0 | 0 | -0.01566 | -0.02235
1992 | 103.2188 | 0 | 0 | 0 | 0 | 0 | 0 | 0 | -0.003991
1992 | 103.2292 | 0 | 0 | 0 | 0 | 0 | 0 | -0.003915 | 0.011175
1992 | 103.2396 | 0.00783 | 0 | 0 | 0 | 0 | 0 | 0.02349 | 0.0031928
1992 | 103.25 | 0 | 0 | 0 | 0 | 0 | 0 | 1.4211e-14 | 0.0087802
1992 | 103.2604 | 0 | 0 | 0 | 0 | 0 | 0 | 0.00783 | 0.0055874
1992 | 103.2708 | 0 | 0 | 0 | 0 | 0 | 0 | 0.019575 | 0.024345
1992 | 103.2813 | 0 | 0 | 0 | 0 | 0 | 0 | 0.00783 | 0.0019955
1992 | 103.2917 | 0 | 0 | 0 | 0 | 0 | 0 | 0.011745 | 0.016363
1992 | 103.3021 | 0 | 0 | 0 | 0 | 0 | 0 | 0.027405 | 0.017161
1992 | 103.3125 | 0 | 0 | 0 | 0 | 0 | 0 | 0.003915 | 0.017161
1992 | 103.3229 | 0 | 0 | 0 | 0 | 0 | 0 | 0.019575 | 0.011574
1992 | 103.3333 | 0 | 0 | 0 | 0 | 0 | 0 | 0.019575 | 0.02235
1992 | 103.3438 | 0 | 0 | 0 | 0 | 0 | 0 | 0.011745 | 0.013569
1992 | 103.3542 | 0 | 0 | 0 | 0 | 0 | 0 | 0.035235 | 0.021152
1992 | 103.3646 | 0 | 0 | 0 | 0 | 0 | 0 | 0.011745 | 0.01317
1992 | 103.375 | 0 | 0 | 0 | 0 | 0 | 0 | 0.01566 | 0.023547
1992 | 103.3854 | 0 | 0 | 0 | 0 | 0 | 0 | 0.02349 | 0.020753
1992 | 103.3958 | 0 | 0 | 0 | 0 | 0 | 0 | 0.019575 | 0.018359
1992 | 103.4063 | 0 | 0 | 0 | 0 | 0 | 0 | 0.03132 | 0.011574
1992 | 103.4167 | 0 | 0 | 0 | 0 | 0 | 0 | 0.01566 | 0.038713
1992 | 103.4271 | 0 | 0 | 0 | 0 | 0 | 0 | 0.027405 | 0.023148
1992 | 103.4375 | 0 | 0 | 0 | 0 | 0 | 0 | 0.03915 | 0.032726
1992 | 103.4479 | 0 | 0 | 0 | 0 | 0 | 0 | 0.019575 | 0.025143
1992 | 103.4583 | 0 | 0 | 0 | 0 | 0 | 0 | 0.043065 | 0.025143
1992 | 103.4688 | 0 | 0 | 0 | 0 | 0 | 0 | 0.02349 | 0.038713
1992 | 103.4792 | 0 | 0 | 0 | 0 | 0 | 0 | 0.043065 | 0.039112
1992 | 103.4896 | 0 | 0 | 0 | 0 | 0 | 0 | 0.066555 | 0.059466
1992 | 103.5 | 0 | 0 | 0 | 0 | 0 | 0 | 0.04698 | 0.056273
1992 | 103.5104 | 0 | 0 | 0 | 0 | 0 | 0 | 0.066555 | 0.072237
1992 | 103.5208 | 0 | 0 | 0 | 0 | 0 | 0 | 0.06264 | 0.082215
1992 | 103.5313 | 0 | 0 | 0 | 0 | 0 | 0 | 0.09396 | 0.083013
1992 | 103.5417 | 0 | 0 | 0 | 0 | 0 | 0 | 0.08613 | 0.086605
1992 | 103.5521 | 0 | 0 | 0 | 0 | 0 | 0 | 0.10179 | 0.080219
1992 | 103.5625 | 0 | 0 | 0 | 0 | 0 | 0 | 0.07047 | 0.080219
1992 | 103.5729 | 0 | 0 | 0 | 0 | 0 | 0 | 0.0783 | 0.089798
1992 | 103.5833 | 0 | 0 | 0 | 0 | 0 | 0 | 0.082215 | 0.073833
1992 | 103.5938 | 0 | 0 | 0 | 0 | 0 | 0 | 0.0783 | 0.079421
1992 | 103.6042 | 0 | 0 | 0 | 0 | 0 | 0 | 0.0783 | 0.085008
1992 | 103.6146 | 0 | 0 | 0 | 0 | 0 | 0 | 0.0783 | 0.081416
1992 | 103.625 | 0 | 0 | 0 | 0 | 0 | 0 | 0.1057 | 0.11454
1992 | 103.6354 | 0 | 0 | 0 | 0 | 0 | 0 | 0.097875 | 0.094986
1992 | 103.6458 | 0 | 0 | 0 | 0 | 0 | 0 | 0.06264 | 0.069843
1992 | 103.6563 | 0 | 0 | 0 | 0 | 0 | 0 | 0.07047 | 0.067049
1992 | 103.6667 | 0 | 0 | 0 | 0 | 0 | 0 | 0.074385 | 0.072237
1992 | 103.6771 | 0 | 0 | 0 | 0 | 0 | 0 | 0.074385 | 0.082215
1992 | 103.6875 | 0 | 0 | 0 | 0 | 0 | 0 | 0.050895 | 0.052282
1992 | 103.6979 | 0 | 0 | 0 | 0 | 0 | 0 | 0.03915 | 0.055475
1992 | 103.7083 | 0 | 0 | 0 | 0 | 0 | 0 | 0.03915 | 0.03991
1992 | 103.7188 | 0 | 0 | 0 | 0 | 0 | 0 | 0.03915 | 0.0443
1992 | 103.7292 | 0 | 0 | 0 | 0 | 0 | 0 | 0.05481 | 0.036318
1992 | 103.7396 | 0 | 0 | 0 | 0 | 0 | 0 | 0.03915 | 0.047493
1992 | 103.75 | 0 | 0 | 0 | 0 | 0 | 0 | 0.050895 | 0.044699
1992 | 103.7604 | 0 | 0 | 0 | 0 | 0 | 0 | 0.027405 | 0.027538
1992 | 103.7708 | 0 | 0 | 0 | 0 | 0 | 0 | 0.03915 | 0.031529
1992 | 103.7813 | 0 | 0 | 0 | 0 | 0 | 0 | 0.019575 | 0.028735
1992 | 103.7917 | 0 | 0 | 0 | 0 | 0 | 0 | 0.027405 | 0.021551
1992 | 103.8021 | 0 | 0 | 0 | 0 | 0 | 0 | 0.019575 | 0.023148
1992 | 103.8125 | 0 | 0 | 0 | 0 | 0 | 0 | 0.019575 | 0.01756
1992 | 103.8229 | 0 | 0 | 0 | 0 | 0 | 0 | 0.02349 | 0.0099775
1992 | 103.8333 | 0 | 0 | 0 | 0 | 0 | 0 | 0.01566 | 0.019556
1992 | 103.8438 | 0 | 0 | 0 | 0 | 0 | 0 | 0.027405 | 0.007982
1992 | 103.8542 | 0 | 0 | 0 | 0 | 0 | 0 | 0.01566 | 0.017161
1992 | 103.8646 | 0 | 0 | 0 | 0 | 0 | 0 | 0.011745 | 0.0051883
1992 | 103.875 | 0 | 0 | 0 | 0 | 0 | 0 | 0.01566 | 0.014368
1992 | 103.8854 | 0 | 0 | 0 | 0 | 0 | 0 | 0 | 0.0075829
1992 | 103.8958 | 0 | 0 | 0 | 0 | 0 | 0 | 0.011745 | 0.016363
1992 | 103.9063 | 0 | 0 | 0 | 0 | 0 | 0 | 0.003915 | -0.0027937
1992 | 103.9167 | 0 | 0 | 0 | 0 | 0 | 0 | 0.019575 | 0.0071838
1992 | 103.9271 | 0 | 0 | 0 | 0 | 0 | 0 | 0.011745 | 0.016363
1992 | 103.9375 | 0 | 0 | 0 | 0 | 0 | 0 | 0.00783 | 0.0091793
1992 | 103.9479 | 0 | 0 | 0 | 0 | 0 | 0 | 0.003915 | 0.0067847
1992 | 103.9583 | 0 | 0 | 0 | 0 | 0 | 0 | 0.011745 | 0.0047892
1992 | 103.9688 | 0 | 0 | 0 | 0 | 0 | 0 | 0.00783 | 0.010776
1992 | 103.9792 | 0 | 0 | 0 | 0 | 0 | 0 | 0.00783 | 0.0059865
1992 | 103.9896 | 0 | 0 | 0 | 0 | 0 | 0 | 0.011745 | 0.015565
1992 | 104 | 0 | 0 | 0 | 0 | 0 | 0 | 0.019575 | 0.0091793
1992 | 104.0104 | 0 | 0 | 0 | 0 | 0 | 0 | 0.019575 | 0.01317
1992 | 104.0208 | 0 | 0 | 0 | 0 | 0 | 0 | 0.00783 | 0.0067847
1992 | 104.0313 | 0 | 0 | 0 | 0 | 0 | 0 | 0.027405 | 0.011973
1992 | 104.0417 | 0 | 0 | 0 | 0 | 0 | 0 | 0.00783 | 0.0059865
1992 | 104.0521 | 0 | 0 | 0 | 0 | 0 | 0 | 0.00783 | 0.014368
1992 | 104.0625 | 0 | 0 | 0 | 0 | 0 | 0 | 0.00783 | 0.0099775
1992 | 104.0729 | 0 | 0 | 0 | 0 | 0 | 0 | 0.02349 | 0.0019955
1992 | 104.0833 | 0 | 0 | 0 | 0 | 0 | 0 | -1.4211e-14 | 0.0019955
1992 | 104.0938 | 0.00783 | 0 | 0 | 0 | 0 | 0 | 0.01566 | 0.0059865
1992 | 104.1042 | 0 | 0 | 0 | 0 | 0 | 0 | -0.003915 | 0.0063856
1992 | 104.1146 | 0 | 0 | 0 | 0 | 0 | 0 | 0.01566 | 0.0071838
1992 | 104.125 | 0 | 0 | 0 | 0 | 0 | 0 | 0.003915 | -0.0003991
1992 | 104.1354 | 0 | 0 | 0 | 0 | 0 | 0 | -0.00783 | 0.0059865
1992 | 104.1458 | 0 | 0 | 0 | 0 | 0 | 0 | 0.003915 | -0.0055874
1992 | 104.1563 | 0 | 0 | 0 | 0 | 0 | 0 | -0.00783 | -0.0043901
1992 | 104.1667 | 0 | 0 | 0 | 0 | 0 | 0 | 0.00783 | -0.0031928
1992 | 104.1771 | 0.00783 | 0 | 0 | 0 | 0 | 0 | 0.003915 | 0.0007982
1992 | 104.1875 | 0 | 0 | 0 | 0 | 0 | 0 | 0.003915 | 0.0051883
1992 | 104.1979 | 0 | 0 | 0 | 0 | 0 | 0 | 0.00783 | 0.0055874
1992 | 104.2083 | 0 | 0 | 0 | 0 | 0 | 0 | 0.011745 | 0.013969
1992 | 104.2188 | 0 | 0 | 0 | 0 | 0 | 0 | 0.003915 | 0.0023946
1992 | 104.2292 | 0.00783 | 0 | 0 | 0 | 0 | 0 | -0.00783 | 0.0023946
1992 | 104.2396 | 0 | 0 | 0 | 0 | 0 | 0 | -1.4211e-14 | 0.0051883
1992 | 104.25 | 0 | 0 | 0 | 0 | 0 | 0 | 0.027405 | 0.0003991
1992 | 104.2604 | 0 | 0 | 0 | 0 | 0 | 0 | 0.00783 | 0.0035919
1992 | 104.2708 | 0 | 0 | 0 | 0 | 0 | 0 | 0.011745 | 0.0071838
1992 | 104.2813 | 0 | 0 | 0 | 0 | 0 | 0 | 0.01566 | 0.003991
1992 | 104.2917 | 0 | 0 | 0 | 0 | 0 | 0 | -0.003915 | 0.0071838
1992 | 104.3021 | 0 | 0 | 0 | 0 | 0 | 0 | 0.01566 | 0.0059865
1992 | 104.3125 | 0 | 0 | 0 | 0 | 0 | 0 | 0.00783 | -0.0007982
1992 | 104.3229 | 0.00783 | 0 | 0 | 0 | 0 | 0 | -0.003915 | 0.0003991
1992 | 104.3333 | 0 | 0 | 0 | 0 | 0 | 0 | 0.003915 | 0
1992 | 104.3438 | 0 | 0 | 0 | 0 | 0 | 0 | 0.003915 | 0.011175
1992 | 104.3542 | 0 | 0 | 0 | 0 | 0 | 0 | 0.019575 | 0.012771
1992 | 104.3646 | 0 | 0 | 0 | 0 | 12.4497 | 0 | 2.8422e-14 | 0.015964
1992 | 104.375 | 0.00783 | 0 | 0 | 0 | 4.7372 | 0 | -0.003915 | 0.033125
1992 | 104.3854 | 0 | 0 | 0 | 0 | 0 | 0 | 0.03915 | 0.045896
1992 | 104.3958 | 0 | 0 | 0 | 0 | 0 | 0 | 0.04698 | 0.045497
1992 | 104.4063 | 0 | 0 | 0 | 0 | 0 | 0 | 0.066555 | 0.098977
1992 | 104.4167 | 0 | 0 | 0 | 0 | 0 | 0 | 0.12528 | 0.10137
1992 | 104.4271 | 0 | 0 | 0 | 0 | 0 | 0 | 0.11353 | 0.11654
1992 | 104.4375 | 0 | 0 | 0 | 0 | 0 | 0 | 0.12919 | 0.12612
1992 | 104.4479 | 0 | 0 | 0 | 0 | 0 | 0 | 0.14486 | 0.15365
1992 | 104.4583 | 0 | 0 | 0 | 0 | 0 | 0 | 0.17618 | 0.14368
1992 | 104.4688 | 0 | 0 | 0 | 0 | 0 | 0 | 0.19183 | 0.15645
1992 | 104.4792 | 0 | 0 | 0 | 0 | 0 | 0 | 0.20358 | 0.14208
1992 | 104.4896 | 0 | 0 | 0 | 0 | 0 | 0 | 0.19966 | 0.16283
1992 | 104.5 | 0 | 0 | 0 | 0 | 0 | 0 | 0.23099 | 0.15924
1992 | 104.5104 | 0 | 0 | 0 | 0 | 0 | 0 | 0.22316 | 0.15924
1992 | 104.5208 | 0 | 0 | 0 | 0 | 0 | 0 | 0.21924 | 0.028735
1992 | 104.5313 | 0 | 0 | 0 | 0 | 0 | 0 | 0.2349 | 0.03991
1992 | 104.5417 | 0 | 0 | 0 | 0 | 0 | 0 | 0.25447 | 0.23148
1992 | 104.5521 | 0 | 0 | 0 | 0 | 0 | 0 | 0.24665 | 0.075829
1992 | 104.5625 | 0 | 0 | 0 | 0 | 0 | 0 | 0.23882 | 0.2235
1992 | 104.5729 | 0 | 0 | 0 | 0 | 0 | 0 | 0.25839 | 0.091793
1992 | 104.5833 | 0 | 0 | 0 | 0 | 0 | 0 | 0.24273 | 0.25942
1992 | 104.5938 | 0 | 0 | 0 | 0 | 0 | 0 | 0.29754 | 0.15166
1992 | 104.6042 | 0 | 0 | 0 | 0 | 0 | 0 | 0.25056 | 0.12771
1992 | 104.6146 | 0 | 0 | 0 | 0 | 0 | 0 | 0.26231 | 0.18758
1992 | 104.625 | 0 | 0 | 0 | 0 | 0 | 0 | 0.30145 | 0.18758
1992 | 104.6354 | 0 | 0 | 0 | 0 | 0 | 0 | 0.25839 | 0.14368
1992 | 104.6458 | 0 | 0 | 0 | 0 | 0 | 0 | 0.25447 | 0.27937
1992 | 104.6563 | 0 | 0 | 0 | 0 | 0 | 0 | 0.22707 | 0.11175
1992 | 104.6667 | 0 | 0 | 0 | 0 | 0 | 0 | 0.25839 | 0.1317
1992 | 104.6771 | 0 | 0 | 0 | 0 | 0 | 0 | 0.22316 | 0.051883
1992 | 104.6875 | 0 | 0 | 0 | 0 | 0 | 0 | 0.19575 | 0.31529
1992 | 104.6979 | 0 | 0 | 0 | 0 | 0 | 0 | 0.2623 | 0.083811
1992 | 104.7083 | 0 | 0 | 0 | 0 | 0 | 0 | 0.14094 | 0.099775
1992 | 104.7188 | 0 | 0 | 0 | 0 | 0 | 0 | 0.21141 | 0.11574
1992 | 104.7292 | 0 | 0 | 0 | 0 | 0 | 0 | 0.16052 | 0.095784
1992 | 104.7396 | 0 | 0 | 0 | 0 | 0 | 0 | 0.14485 | 0.14767
1992 | 104.75 | 0 | 0 | 0 | 0 | 0 | 0 | 0.12528 | 0.091793
1992 | 104.7604 | 0 | 0 | 0 | 0 | 0 | 0 | 0.13311 | 0.047892
1992 | 104.7708 | 0 | 0 | 0 | 0 | 0 | 0 | 0.082215 | 0.03991
1992 | 104.7813 | 0 | 0 | 0 | 0 | 0 | 0 | 0.0783 | 0.067847
1992 | 104.7917 | 0 | 0 | 0 | 0 | 0 | 0 | 0.066555 | 0.023946
1992 | 104.8021 | 0 | 0 | 0 | 0 | 0 | 0 | 0.050895 | 0.063856
1992 | 104.8125 | 0 | 0 | 0 | 0 | 0 | 0 | 0.043065 | -0.003991
1992 | 104.8229 | 0 | 0 | 0 | 0 | 0 | 0 | 0.027405 | 0.011973
1992 | 104.8333 | 0 | 0 | 0 | 0 | 0 | 0 | 0.03915 | 0.019955
1992 | 104.8438 | 0 | 0 | 0 | 0 | 0 | 0 | 0.02349 | 0.043901
1992 | 104.8542 | 0 | 0 | 0 | 0 | 0 | 0 | 0.03132 | 0.023946
1992 | 104.8646 | 0 | 0 | 0 | 0 | 0 | 0 | 0.01566 | -0.003991
1992 | 104.875 | 0 | 0 | 0 | 0 | 0 | 0 | 0.02349 | 0.035919
1992 | 104.8854 | 0 | 0 | 0 | 0 | 0 | 0 | 0.035235 | -0.003991
1992 | 104.8958 | 0 | 0 | 0 | 0 | 0 | 0 | 0.019575 | 0.015964
1992 | 104.9063 | 0 | 0 | 0 | 0 | 0 | 0 | 0.011745 | 0.023946
1992 | 104.9167 | 0 | 0 | 0 | 0 | 0 | 0 | 0.019575 | 0.015964
1992 | 104.9271 | 0 | 0 | 0 | 0 | 0 | 0 | -0.003915 | -0.035919
1992 | 104.9375 | 0 | 0 | 0 | 0 | 0 | 0 | 0.003915 | 0.027937
1992 | 104.9479 | 0 | 0 | 0 | 0 | 0 | 0 | 0.027405 | -0.007982
1992 | 104.9583 | 0 | 0 | 0 | 0 | 0 | 0 | 0.01566 | 0.043901
1992 | 104.9688 | 0 | 0.047892 | 0 | 0 | 0 | 0 | 0.011745 | 0.051883
1992 | 104.9792 | 0 | 0 | 0 | 0 | 0 | 0 | 0.011745 | 0.007982
1992 | 104.9896 | 0 | 0 | 0 | 0 | 0 | 0 | 0.00783 | 0.027937
1992 | 105 | 0 | 0 | 0 | 0.071838 | 0 | 0 | -0.003915 | 0.019955
1992 | 105.0104 | 0 | 0 | 0 | 0 | 0 | 0 | 0.027405 | 0.019955
1992 | 105.0208 | 0 | 0.047892 | 0 | 0 | 0 | 0 | 0.01566 | 0.035919
1992 | 105.0313 | 0 | 0 | 0 | 0 | 0 | 0 | 0.02349 | 0.063856
1992 | 105.0417 | 0 | 0 | 0 | 0 | 0 | 0 | 0.01566 | -0.003991
1992 | 105.0521 | 0 | 0.007982 | 0 | 0 | 0 | 0 | 0.011745 | -0.003991
1992 | 105.0625 | 0 | 0 | 0 | 0 | 0 | 0 | 0.003915 | 0.007982
1992 | 105.0729 | 0 | 0 | 0 | 0 | 0 | 0 | 0.011745 | 0.015964
1992 | 105.0833 | 0 | 0.007982 | 0 | 0 | 0 | 0 | 0 | -0.003991
1992 | 105.0938 | 0.00783 | 0 | 0 | 0 | 0 | 0 | 0.003915 | 0.015964
1992 | 105.1042 | 0 | 0 | 0 | 0 | 0 | 0 | -1.4211e-14 | -0.003991
1992 | 105.1146 | 0 | 0.031928 | 0 | 0 | 0 | 0 | 0 | 0.019955
1992 | 105.125 | 0 | 0 | 0 | 0 | 0 | 0 | 0.003915 | 0.007982
1992 | 105.1354 | 0 | 0 | 0 | 0 | 0 | 0 | -0.003915 | -0.023946
1992 | 105.1458 | 0 | 0 | 0 | 0 | 0 | 0 | -0.00783 | 0.023946
1992 | 105.1563 | 0 | 0.023946 | 0 | 0 | 0 | 0 | 0.003915 | 0.011973
1992 | 105.1667 | 0 | 0 | 0 | 0 | 0 | 0 | -0.003915 | -0.011973
1992 | 105.1771 | 0 | 0.007982 | 0 | 0 | 0 | 0 | 0 | 0.003991
1992 | 105.1875 | 0 | 0 | 0 | 0 | 0 | 0 | -0.003915 | 0.019955
1992 | 105.1979 | 0 | 0 | 0 | 0 | 0 | 0 | -0.003915 | 0.007982
1992 | 105.2083 | 0 | 0.023946 | 0 | 0 | 0 | 0 | -1.4211e-14 | 0.003991
1992 | 105.2188 | 0 | 0 | 0 | 0 | 0 | 0 | 0.003915 | 0
1992 | 105.2292 | 0.00783 | 0 | 0 | 0 | 0 | 0 | -0.003915 | 0.015964
1992 | 105.2396 | 0 | 0 | 0 | 0 | 0 | 0 | 0.00783 | 1.4211e-14
1992 | 105.25 | 0.01566 | 0 | 0 | 0 | 0 | 0 | 0.003915 | -0.035919
1992 | 105.2604 | 0 | 0.007982 | 0 | 0 | 0 | 0 | -0.003915 | -0.003991
1992 | 105.2708 | 0 | 0 | 0 | 0 | 0 | 0 | 0 | 0.007982
1992 | 105.2813 | 0.00783 | 0 | 0 | 0 | 0 | 0 | -0.003915 | -0.015964
1992 | 105.2917 | 0.00783 | 0 | 0 | 0 | 0 | 0 | 0.003915 | 0.027937
1992 | 105.3021 | 0 | 0.055874 | 0 | 0 | 0 | 0 | 0 | 0.027937
1992 | 105.3125 | 0 | 0 | 0 | 0 | 0 | 0 | 0 | 0.019955
1992 | 105.3229 | 0 | 0 | 0 | 0 | 0 | 0 | 0.003915 | -0.015964
1992 | 105.3333 | 0 | 0 | 0 | 0 | 0 | 0 | 0.027405 | 0.067847
1992 | 105.3438 | 0 | 0 | 0 | 0 | 0 | 0 | 0.019575 | 0.015964
1992 | 105.3542 | 0 | 0.031928 | 0 | 0 | 0 | 0 | 0.02349 | 0.027937
1992 | 105.3646 | 0 | 0 | 0 | 0 | 0 | 0 | 0.05481 | 0.075829
1992 | 105.375 | 0 | 0 | 0 | 0 | 0 | 0 | 0.04698 | 0.019955
1992 | 105.3854 | 0 | 0 | 0 | 0 | 0 | 0 | 0.035235 | 0.07982
1992 | 105.3958 | 0 | 0 | 0 | 0 | 0 | 0 | 0.082215 | 0.083811
1992 | 105.4063 | 0 | 0 | 0 | 0 | 0 | 0 | 0.12137 | 0.11175
1992 | 105.4167 | 0 | 0 | 0 | 0 | 0 | 0 | 0.13702 | 0.13969
1992 | 105.4271 | 0 | 0 | 0 | 0 | 0 | 0 | 0.15269 | 0.15166
1992 | 105.4375 | 0 | 0 | 0 | 0 | 0 | 0 | 0.16051 | 0.13569
1992 | 105.4479 | 0 | 0 | 0 | 0 | 0 | 0 | 0.18009 | 0.20753
1992 | 105.4583 | 0 | 0 | 0 | 0 | 0 | 0 | 0.19575 | 0.16363
1992 | 105.4688 | 0 | 0 | 0 | 0 | 0 | 0 | 0.18792 | 0.17959
1992 | 105.4792 | 0 | 0 | 0 | 0 | 0 | 0 | 0.19575 | 0.14767
1992 | 105.4896 | 0 | 0 | 0 | 0 | 0 | 0 | 0.20358 | 0.20354
1992 | 105.5 | 0 | 0 | 0 | 0 | 0 | 0 | 0.21141 | 0.15565
1992 | 105.5104 | 0 | 0 | 0 | 0 | 0 | 0 | 0.21141 | 0.20753
1992 | 105.5208 | 0 | 0 | 0 | 0 | 0 | 0 | 0.2349 | 0.19157
1992 | 105.5313 | 0 | 0 | 0 | 0 | 0 | 0 | 0.23099 | 0.16762
1992 | 105.5417 | 0 | 0 | 0 | 0 | 0 | 0 | 0.24273 | 0.18359
1992 | 105.5521 | 0 | 0 | 0 | 0 | 0 | 0 | 0.25056 | 0.19157
1992 | 105.5625 | 0 | 0 | 0 | 0 | 0 | 0 | 0.22316 | 0.14767
1992 | 105.5729 | 0 | 0 | 0 | 0 | 0 | 0 | 0.24273 | 0.29533
1992 | 105.5833 | 0 | 0 | 0 | 0 | 0 | 0 | 0.2623 | 0.14368
1992 | 105.5938 | 0 | 0 | 0 | 0 | 0 | 0 | 0.19575 | 0.1317
1992 | 105.6042 | 0 | 0 | 0 | 0 | 0 | 0 | 0.19575 | 0.15565
1992 | 105.6146 | 0 | 0 | 0 | 0 | 0 | 0 | 0.19575 | 0.14368
1992 | 105.625 | 0 | 0 | 0 | 0 | 0 | 0 | 0.082215 | 0.10776
1992 | 105.6354 | 0 | 0 | 0 | 0 | 0 | 0 | 0.14094 | 0.011973
1992 | 105.6458 | 0 | 0 | 0 | 0 | 0 | 0 | 0.12136 | 0.047892
1992 | 105.6563 | 0 | 0 | 0 | 0 | 0 | 0 | 0.07047 | 0.051883
1992 | 105.6667 | 0 | 0 | 0 | 0 | 0 | 0 | 0.0783 | 0.11973
1992 | 105.6771 | 0 | 0 | 0 | 0 | 0 | 0 | 0.0783 | -0.035919
1992 | 105.6875 | 0 | 0 | 0 | 0 | 0 | 0 | 0.06264 | 0.055874
1992 | 105.6979 | 0 | 0 | 0 | 0 | 0 | 0 | 0.03132 | 0.067847
1992 | 105.7083 | 0 | 0 | 0 | 0 | 0 | 0 | 0.082215 | 0.047892
1992 | 105.7188 | 0 | 0 | 0 | 0 | 0 | 0 | 0.090045 | 0.091793
1992 | 105.7292 | 0 | 0 | 0 | 0 | 0 | 0 | 0.082215 | -0.007982
1992 | 105.7396 | 0 | 0 | 0 | 0 | 0 | 0 | 0.074385 | 0.091793
1992 | 105.75 | 0 | 0 | 0 | 0 | 0 | 0 | 0.003915 | -0.023946
1992 | 105.7604 | 0 | 0 | 0 | 0 | 0 | 0 | 0.019575 | 0.031928
1992 | 105.7708 | 0 | 0 | 0 | 0 | 0 | 0 | 0.0783 | -0.035919
1992 | 105.7813 | 0 | 0 | 0 | 0 | 0 | 0 | 0.01566 | 0.083811
1992 | 105.7917 | 0 | 0 | 0 | 0 | 0 | 0 | 0.011745 | -0.019955
1992 | 105.8021 | 0 | 0 | 0 | 0 | 0 | 0 | 0.00783 | -0.055874
1992 | 105.8125 | 0 | 0 | 0 | 0 | 0 | 0 | 0.03915 | -0.019955
1992 | 105.8229 | 0 | 0 | 0 | 0 | 0 | 0 | 0.019575 | 0.11175
1992 | 105.8333 | 0 | 0.03991 | 0 | 0 | 0 | 0 | 0.019575 | 0.03991
1992 | 105.8438 | 0 | 0 | 0 | 0 | 0 | 0 | 0.019575 | 0.051883
1992 | 105.8542 | 0 | 0 | 0 | 0 | 0 | 0 | -0.003915 | -0.055874
1992 | 105.8646 | 0 | 0 | 0 | 0 | 0 | 0 | 0.02349 | 0.071838
1992 | 105.875 | 0 | 0.03991 | 0 | 0 | 0 | 0 | -0.03915 | -0.007982
1992 | 105.8854 | 0 | 0 | 0.10179 | 0.055874 | 0 | 0 | 0.027405 | -0.15964
1992 | 105.8958 | 0 | 0 | 0.14877 | 0.19157 | 0 | 0 | 0.02349 | 0.2674
1992 | 105.9063 | 0 | 0 | 0 | 0 | 0 | 0 | 0.050895 | -0.003991
1992 | 105.9167 | 0 | 0 | 0 | 0 | 0 | 0 | 0.050895 | -0.011973
1992 | 105.9271 | 0 | 0 | 0 | 0 | 0 | 0 | 0.00783 | -0.003991
1992 | 105.9375 | 0 | 0 | 0 | 0 | 0 | 0 | 0.003915 | 0.051883
1992 | 105.9479 | 0 | 0 | 0 | 0 | 0 | 0 | 0.01566 | 0.059865
1992 | 105.9583 | 0 | 0 | 0 | 0 | 0 | 0 | 0.03132 | -0.007982
1992 | 105.9688 | 0 | 0 | 0 | 0 | 0 | 0 | 0.03132 | 0.003991
1992 | 105.9792 | 0 | 0 | 0 | 0 | 0 | 0 | 0.02349 | 0.055874
1992 | 105.9896 | 0 | 0 | 0 | 0 | 0 | 0 | 0.01566 | 0.007982
1992 | 106 | 0 | 0 | 0 | 0 | 0 | 0 | 0.01566 | 0.003991
1992 | 106.0104 | 0 | 0 | 0 | 0 | 0 | 0 | 0.02349 | -1.4211e-14
1992 | 106.0208 | 0 | 0 | 0 | 0 | 0 | 0 | 0.00783 | 0.023946
1992 | 106.0313 | 0 | 0 | 0 | 0 | 0 | 0 | 0 | 0.007982
1992 | 106.0417 | 0 | 0.007982 | 0 | 0 | 0 | 0 | 0.003915 | 0.015964
1992 | 106.0521 | 0 | 0 | 0 | 0 | 0 | 0 | 1.4211e-14 | -0.015964
1992 | 106.0625 | 0 | 0 | 0 | 0 | 0 | 0 | 0.011745 | 0.023946
1992 | 106.0729 | 0 | 0 | 0 | 0 | 0 | 0 | 0.00783 | 0
1992 | 106.0833 | 0 | 0 | 0 | 0 | 0 | 0 | 0.011745 | 0.023946
1992 | 106.0938 | 0 | 0 | 0 | 0 | 0 | 0 | 0.02349 | 0.011973
1992 | 106.1042 | 0 | 0.023946 | 0 | 0 | 0 | 0 | 0.01566 | 0.011973
1992 | 106.1146 | 0.01566 | 0.031928 | 0 | 0 | 0 | 0 | -0.011745 | 0.011973
1992 | 106.125 | 0 | 0 | 0 | 0 | 0 | 0 | 0.050895 | 0.067847
1992 | 106.1354 | 0 | 0 | 0 | 0 | 0 | 0 | 0.00783 | 0.011973
1992 | 106.1458 | 0 | 0 | 0 | 0 | 0 | 0 | 0.02349 | 0.015964
1992 | 106.1563 | 0 | 0 | 0 | 0 | 0 | 0 | 0.02349 | 0.031928
1992 | 106.1667 | 0 | 0 | 0 | 0 | 0 | 0 | 0.03132 | 0.007982
1992 | 106.1771 | 0 | 0 | 0 | 0 | 0 | 0 | 0.011745 | 0.003991
1992 | 106.1875 | 0 | 0 | 0 | 0 | 0 | 0 | 0.00783 | -0.003991
1992 | 106.1979 | 0 | 0 | 0 | 0 | 0 | 0 | 0.011745 | 0.011973
1992 | 106.2083 | 0 | 0 | 0 | 0 | 0 | 0 | 0.019575 | 0.031928
1992 | 106.2188 | 0 | 0.015964 | 0 | 0 | 0 | 0 | 0 | -0.007982
1992 | 106.2292 | 0 | 0 | 0 | 0 | 0 | 0 | 0 | 0.007982
1992 | 106.2396 | 0 | 0 | 0 | 0 | 0 | 0 | 0.00783 | 0.011973
1992 | 106.25 | 0 | 0.007982 | 0 | 0 | 0 | 0 | -0.00783 | -0.003991
1992 | 106.2604 | 0.00783 | 0.007982 | 0 | 0 | 0 | 0 | 0.011745 | -0.007982
1992 | 106.2708 | 0 | 0 | 0 | 0 | 0 | 0 | 0.01566 | 0.007982
1992 | 106.2813 | 0.01566 | 0 | 0 | 0 | 0 | 0 | 1.4211e-14 | 0.011973
1992 | 106.2917 | 0 | 0 | 0 | 0 | 0 | 0 | -0.003915 | -0.007982
1992 | 106.3021 | 0 | 0 | 0 | 0 | 0 | 0 | 0.00783 | 0.011973
1992 | 106.3125 | 0 | 0.023946 | 0 | 0 | 0 | 0 | -0.00783 | 0.011973
1992 | 106.3229 | 0 | 0 | 0 | 0 | 0 | 0 | 0.02349 | 0
1992 | 106.3333 | 0 | 0 | 0 | 0 | 0 | 0 | 0.01566 | 0.059865
1992 | 106.3438 | 0 | 0 | 0 | 0 | 0 | 0 | 0.027405 | 0.027937
1992 | 106.3542 | 0 | 0 | 0 | 0 | 0 | 0 | 0.04698 | 0.043901
1992 | 106.3646 | 0 | 0 | 0 | 0 | 0 | 0 | 0.06264 | 0.091793
1992 | 106.375 | 0 | 0 | 0 | 0 | 0 | 0 | 0.04698 | 0.11175
1992 | 106.3854 | 0 | 0 | 0 | 0 | 0 | 0 | 0.082215 | -0.055874
1992 | 106.3958 | 0 | 0 | 0 | 0 | 0 | 0 | 0.01566 | 0.11973
1992 | 106.4063 | 0 | 0 | 0 | 0 | 0 | 0 | 0.19575 | 0.16762
1992 | 106.4167 | 0 | 0 | 0 | 0 | 0 | 0 | 0.11353 | 0.17161
1992 | 106.4271 | 0 | 0 | 0 | 0 | 0 | 0 | 0.11354 | 0.083811
1992 | 106.4375 | 0 | 0 | 0 | 0 | 0 | 0 | 0.14877 | 0.15565
1992 | 106.4479 | 0 | 0 | 0 | 0 | 0 | 0 | 0.16052 | 0.16363
1992 | 106.4583 | 0 | 0 | 0 | 0 | 0 | 0 | 0.17226 | 0.11175
1992 | 106.4688 | 0 | 0 | 0 | 0 | 0 | 0 | 0.14485 | 0.15964
1992 | 106.4792 | 0 | 0 | 0 | 0 | 0 | 0 | 0.16835 | 0.20753
1992 | 106.4896 | 0 | 0 | 0 | 0 | 0 | 0 | 0.18009 | 0.1317
1992 | 106.5 | 0 | 0 | 0 | 0 | 0 | 0 | 0.17226 | 0.18359
1992 | 106.5104 | 0 | 0 | 0 | 0 | 0 | 0 | 0.17618 | 0.15964
1992 | 106.5208 | 0 | 0 | 0 | 0 | 0 | 0 | 0.19575 | 0.16762
1992 | 106.5313 | 0 | 0 | 0 | 0 | 0 | 0 | 0.19183 | 0.21551
1992 | 106.5417 | 0 | 0 | 0 | 0 | 0 | 0 | 0.18792 | 0.14767
1992 | 106.5521 | 0 | 0 | 0 | 0 | 0 | 0 | 0.21141 | 0.2195
1992 | 106.5625 | 0 | 0 | 0 | 0 | 0 | 0 | 0.19183 | 0.15026
1992 | 106.5729 | 0 | 0 | 0 | 0 | 0 | 0 | 0.1566 | 0.15685
1992 | 106.5833 | 0 | 0 | 0 | 0 | 0 | 0 | 0.21533 | 0.13829
1992 | 106.5938 | 0 | 0 | 0 | 0 | 0 | 0 | 0.19183 | 0.11973
1992 | 106.6042 | 0 | 0 | 0 | 0 | 0 | 0 | 0.19575 | 0.20753
1992 | 106.6146 | 0 | 0 | 0 | 0 | 0 | 0 | 0.20887 | 0.17161
1992 | 106.625 | 0 | 0 | 0 | 0 | 0 | 0 | 0.19614 | 0.12372
1992 | 106.6354 | 0 | 0 | 0 | 0 | 0 | 0 | 0.19614 | 0.18359
1992 | 106.6458 | 0 | 0 | 0 | 0 | 0 | 0 | 0.20104 | 0.18359
1992 | 106.6563 | 0 | 0 | 0 | 0 | 0 | 0 | 0.16443 | 0.1317
1992 | 106.6667 | 0 | 0 | 0 | 0 | 0 | 0 | 0.12919 | 0.11574
1992 | 106.6771 | 0 | 0 | 0 | 0 | 0 | 0 | 0.16443 | 0.13969
1992 | 106.6875 | 0 | 0 | 0 | 0 | 0 | 0 | 0.14486 | 0.10776
1992 | 106.6979 | 0 | 0 | 0 | 0 | 0 | 0 | 0.11745 | 0.12372
1992 | 106.7083 | 0 | 0 | 0 | 0 | 0 | 0 | 0.14877 | 0.087802
1992 | 106.7188 | 0 | 0 | 0 | 0 | 0 | 0 | 0.10179 | 0.11574
1992 | 106.7292 | 0 | 0 | 0 | 0 | 0 | 0 | 0.10571 | 0.071838
1992 | 106.7396 | 0 | 0 | 0 | 0 | 0 | 0 | 0.10962 | 0.10377
1992 | 106.75 | 0 | 0 | 0 | 0 | 0 | 0 | 0.08613 | 0.063856
1992 | 106.7604 | 0 | 0 | 0 | 0 | 0 | 0 | 0.08613 | 0.091793
1992 | 106.7708 | 0 | 0 | 0 | 0 | 0 | 0 | 0.050895 | 0.023946
1992 | 106.7813 | 0 | 0 | 0 | 0 | 0 | 0 | 0.04698 | 0.059865
1992 | 106.7917 | 0 | 0 | 0 | 0 | 0 | 0 | 0.04698 | 0.035919
1992 | 106.8021 | 0 | 0.071838 | 0 | 0 | 0 | 0 | 0.043065 | -0.003991
1992 | 106.8125 | 0 | 0 | 0 | 0 | 0 | 0 | 0.027405 | 0.11973
1992 | 106.8229 | 0 | 0 | 0 | 0 | 0 | 0 | 0.050895 | 0.055874
1992 | 106.8333 | 0 | 0 | 0 | 0 | 0 | 0 | 0.01566 | -0.043901
1992 | 106.8438 | 0 | 0 | 0 | 0 | 0 | 0 | 0.011745 | 0.055874
1992 | 106.8542 | 0 | 0 | 0 | 0 | 0 | 0 | -0.00783 | -0.015964
1992 | 106.8646 | 0 | 0 | 0 | 0 | 0 | 0 | 0.066555 | -0.003991
1992 | 106.875 | 0 | 0 | 0 | 0 | 0 | 0 | 0.019575 | 0.24345
1992 | 106.8854 | 0 | 0 | 0 | 0 | 0 | 0 | 0.082215 | -0.12771
1992 | 106.8958 | 0 | 0 | 1.198 | 1.2452 | 0 | 0 | 1.4211e-14 | 0.023946
1992 | 106.9063 | 0 | 0 | 0.61074 | 0.6226 | 0 | 0 | 0 | 0.15964
1992 | 106.9167 | 0 | 0 | 0.18792 | 0.29533 | 0 | 0 | 0.02349 | 0.031928
1992 | 106.9271 | 0 | 0 | 0.76734 | 0.7982 | 0 | 0 | 1.4211e-14 | 1.4211e-14
1992 | 106.9375 | 0 | 0 | 0.46197 | 0.47094 | 0 | 0 | 0 | -1.4211e-14
1992 | 106.9479 | 0 | 0 | 0.06264 | 0.15166 | 0 | 0 | 0.01566 | -0.007982
1992 | 106.9583 | 0 | 0 | 0 | 0 | 0 | 0 | -0.00783 | 0.035919
1992 | 106.9688 | 0.00783 | 0 | 0 | 0 | 0 | 0 | 0.00783 | 0.055874
1992 | 106.9792 | 0 | 0 | 0 | 0 | 0 | 0 | 0.03132 | -0.019955
1992 | 106.9896 | 0 | 0 | 0 | 0 | 0 | 0 | -0.003915 | 0.015964
1992 | 107 | 0 | 0 | 0 | 0 | 0 | 0 | 0.011745 | 0.003991
1992 | 107.0104 | 0 | 0 | 0 | 0 | 0 | 0 | 0.02349 | 0.015964
1992 | 107.0208 | 0 | 0 | 0 | 0 | 0 | 0 | -0.01566 | 0
1992 | 107.0313 | 0 | 0 | 0 | 0 | 0 | 0 | 0.019575 | 0.027937
1992 | 107.0417 | 0 | 0 | 0 | 0 | 0 | 0 | -0.00783 | -0.007982
1992 | 107.0521 | 0 | 0 | 0 | 0 | 0 | 0 | 0.00783 | -0.011973
1992 | 107.0625 | 0 | 0 | 0 | 0 | 0 | 0 | 0.003915 | 0.03991
1992 | 107.0729 | 0 | 0.007982 | 0 | 0 | 0 | 0 | 0.003915 | -0.003991
1992 | 107.0833 | 0 | 0.007982 | 0 | 0 | 0 | 0 | 0.003915 | 0
1992 | 107.0938 | 0 | 0 | 0 | 0 | 0 | 0 | 0.003915 | 0.011973
1992 | 107.1042 | 0 | 0 | 0 | 0 | 0 | 0 | -0.003915 | 0.003991
1992 | 107.1146 | 0 | 0.007982 | 0 | 0 | 0 | 0 | 0.00783 | -0.019955
1992 | 107.125 | 0.00783 | 0 | 0 | 0 | 0 | 0 | 0.00783 | 0.035919
1992 | 107.1354 | 0.01566 | 0 | 0 | 0 | 0 | 0 | 0.003915 | -0.015964
1992 | 107.1458 | 0 | 0 | 0 | 0 | 0 | 0 | 0 | 0.003991
1992 | 107.1563 | 0 | 0.015964 | 0 | 0 | 0 | 0 | -0.00783 | 0.015964
1992 | 107.1667 | 0 | 0 | 0 | 0 | 0 | 0 | -0.003915 | 0.007982
1992 | 107.1771 | 0 | 0 | 0 | 0 | 0 | 0 | 0.00783 | -0.023946
1992 | 107.1875 | 0.00783 | 0 | 0 | 0 | 0 | 0 | 0.003915 | -0.007982
1992 | 107.1979 | 0 | 0 | 0 | 0 | 0 | 0 | 0 | 0.027937
1992 | 107.2083 | 0 | 0 | 0 | 0 | 0 | 0 | 0.003915 | 0.023946
1992 | 107.2188 | 0.00783 | 0.047892 | 0 | 0 | 0 | 0 | -0.003915 | -0.007982
1992 | 107.2292 | 0 | 0 | 0 | 0 | 0 | 0 | -0.00783 | 0.019955
1992 | 107.2396 | 0 | 0.015964 | 0 | 0 | 0 | 0 | 0 | -0.007982
1992 | 107.25 | 0 | 0 | 0 | 0 | 0 | 0 | 0.003915 | -0.015964
1992 | 107.2604 | 0 | 0 | 0 | 0 | 0 | 0 | -0.00783 | 0.019955
1992 | 107.2708 | 0.00783 | 0 | 0 | 0 | 0 | 0 | 0.011745 | -0.011973
1992 | 107.2813 | 0 | 0 | 0 | 0 | 0 | 0 | -0.003915 | 0.003991
1992 | 107.2917 | 0 | 0 | 0 | 0 | 0 | 0 | 1.4211e-14 | 0.17161
1992 | 107.3021 | 0.00783 | 0 | 0 | 0 | 0 | 0 | 0.01566 | -0.19157
1992 | 107.3125 | 0 | 0 | 0 | 0 | 0 | 0 | 0.01566 | -0.035919
1992 | 107.3229 | 0 | 0 | 0 | 0 | 0 | 0 | 0.003915 | 0.083811
1992 | 107.3333 | 0 | 0 | 0 | 0 | 0 | 0 | 0.02349 | 0.035919
1992 | 107.3438 | 0 | 0 | 0 | 0 | 0 | 0 | 0.01566 | 0.011973
1992 | 107.3542 | 0 | 0 | 0 | 0 | 0 | 0 | 0.04698 | 0.055874
1992 | 107.3646 | 0 | 0 | 0 | 0 | 0 | 0 | 0.03915 | 0.035919
1992 | 107.375 | 0 | 0 | 0 | 0 | 0 | 0 | 0.03132 | 0.083811
1992 | 107.3854 | 0 | 0 | 0 | 0 | 0 | 0 | 0.043065 | 0.003991
1992 | 107.3958 | 0 | 0 | 0 | 0 | 0 | 0 | 0.01566 | 0.059865
1992 | 107.4063 | 0 | 0 | 0 | 0 | 0 | 0 | 0.03915 | 0
1992 | 107.4167 | 0 | 0 | 0 | 0 | 0 | 0 | 0.02349 | 0.043901
1992 | 107.4271 | 0 | 0 | 0 | 0 | 0 | 0 | 0.011745 | 0.059865
1992 | 107.4375 | 0 | 0 | 0 | 0 | 0 | 0 | 0.01566 | -0.023946
1992 | 107.4479 | 0 | 0 | 0 | 0 | 0 | 0 | 0.03132 | 0.023946
1992 | 107.4583 | 0 | 0 | 0 | 0 | 0 | 0 | 0.02349 | 0.035919
1992 | 107.4688 | 0 | 0 | 0 | 0 | 0 | 0 | 0.03132 | 0.063856
1992 | 107.4792 | 0 | 0 | 0 | 0 | 0 | 0 | 0.04698 | 0.03991
1992 | 107.4896 | 0 | 0 | 0 | 0 | 0 | 0 | 0.090045 | 0.055874
1992 | 107.5 | 0 | 0 | 0 | 0 | 0 | 0 | 0.082215 | 0.071838
1992 | 107.5104 | 0 | 0 | 0 | 0 | 0 | 0 | 0.082215 | 0.13569
1992 | 107.5208 | 0 | 0 | 0 | 0 | 0 | 0 | 0.090045 | 0.071838
1992 | 107.5313 | 0 | 0 | 0 | 0 | 0 | 0 | 0.082215 | 0.10377
1992 | 107.5417 | 0 | 0 | 0 | 0 | 0 | 0 | 0.097875 | 0.10377
1992 | 107.5521 | 0 | 0 | 0 | 0 | 0 | 0 | 0.06264 | 0.055874
1992 | 107.5625 | 0 | 0 | 0 | 0 | 0 | 0 | 0.11354 | 0.11175
1992 | 107.5729 | 0 | 0 | 0 | 0 | 0 | 0 | 0.13702 | 0.16363
1992 | 107.5833 | 0 | 0 | 0 | 0 | 0 | 0 | 0.08613 | 0.055874
1992 | 107.5938 | 0 | 0 | 0 | 0 | 0 | 0 | 0.10179 | 0.15565
1992 | 107.6042 | 0 | 0 | 0 | 0 | 0 | 0 | 0.11353 | 0.099775
1992 | 107.6146 | 0 | 0 | 0 | 0 | 0 | 0 | 0.12528 | 0.12771
1992 | 107.625 | 0 | 0 | 0 | 0 | 0 | 0 | 0.11745 | 0.10377
1992 | 107.6354 | 0 | 0 | 0 | 0 | 0 | 0 | 0.14486 | 0.17959
1992 | 107.6458 | 0 | 0 | 0 | 0 | 0 | 0 | 0.12919 | 0.067847
1992 | 107.6563 | 0 | 0 | 0 | 0 | 0 | 0 | 0.10962 | 0.18359
1992 | 107.6667 | 0 | 0 | 0 | 0 | 0 | 0 | 0.074385 | 0.071838
1992 | 107.6771 | 0 | 0 | 0 | 0 | 0 | 0 | 0.03132 | 0.047892
1992 | 107.6875 | 0 | 0 | 0 | 0 | 0 | 0 | 0.066555 | 0.059865
1992 | 107.6979 | 0 | 0 | 0 | 0 | 0 | 0 | 0.035235 | 0.047892
1992 | 107.7083 | 0 | 0.031928 | 0 | 0 | 0 | 0 | 0.027405 | 0.023946
1992 | 107.7188 | 0 | 0 | 0 | 0 | 0 | 0 | 0.03132 | 0.087802
1992 | 107.7292 | 0 | 0 | 0 | 0 | 0 | 0 | 0.058725 | -0.007982
1992 | 107.7396 | 0 | 0 | 0 | 0 | 0 | 0 | 0.03915 | 0.047892
1992 | 107.75 | 0 | 0 | 0 | 0 | 0 | 0 | 0.00783 | 0.003991
1992 | 107.7604 | 0 | 0 | 0 | 0 | 0 | 0 | 0.003915 | 0.023946
1992 | 107.7708 | 0 | 0 | 0 | 0 | 0 | 0 | 0.03132 | 0.027937
1992 | 107.7813 | 0 | 0 | 0 | 0 | 0 | 0 | 0.02349 | -0.003991
1992 | 107.7917 | 0 | 0 | 0 | 0 | 0 | 0 | 0.019575 | 0.083811
1992 | 107.8021 | 0 | 0 | 0 | 0 | 0 | 0 | 0.00783 | -0.035919
1992 | 107.8125 | 0 | 0 | 0 | 0 | 0 | 0 | 0 | 0.035919
1992 | 107.8229 | 0 | 0 | 0 | 0 | 0 | 0 | 0.003915 | 0.027937
1992 | 107.8333 | 0 | 0 | 0.07047 | 0.14368 | 0 | 0 | 1.4211e-14 | 0.035919
1992 | 107.8438 | 0 | 0 | 0.75951 | 0.85407 | 0 | 0 | -2.8422e-14 | -2.8422e-14
1992 | 107.8542 | 0 | 0 | 0.02349 | 0.063856 | 0 | 0 | 0.003915 | 0.015964
1992 | 107.8646 | 0 | 0 | 0 | 0 | 0 | 0 | -0.003915 | -0.023946
1992 | 107.875 | 0 | 0 | 0 | 0 | 0 | 0 | 0.003915 | 0.015964
1992 | 107.8854 | 0 | 0 | 0 | 0 | 0 | 0 | 0.003915 | -0.019955
1992 | 107.8958 | 0 | 0 | 0 | 0 | 0 | 0 | -0.011745 | 0.011973
1992 | 107.9063 | 0 | 0 | 0 | 0 | 0 | 0 | 0 | 0.007982
1992 | 107.9167 | 0 | 0 | 0 | 0 | 0 | 0 | -0.003915 | 0.019955
1992 | 107.9271 | 0.01566 | 0.023946 | 0 | 0 | 0 | 0 | -2.8422e-14 | -0.011973
1992 | 107.9375 | 0 | 0 | 0 | 0 | 0 | 0 | 0 | 0.011973
1992 | 107.9479 | 0 | 0 | 0 | 0 | 0 | 0 | -0.003915 | -0.015964
1992 | 107.9583 | 0 | 0 | 0 | 0 | 0 | 0 | 0.003915 | 0.011973
1992 | 107.9688 | 0.01566 | 0.031928 | 0 | 0 | 0 | 0 | 0.00783 | 0.015964
1992 | 107.9792 | 0.01566 | 0 | 0 | 0 | 0 | 0 | 0.011745 | 0.03991
1992 | 107.9896 | 0 | 0 | 0 | 0 | 0 | 0 | 0.00783 | -0.007982
1992 | 108 | 0 | 0 | 0 | 0 | 0 | 0 | 0.00783 | 0.015964
1992 | 108.0104 | 0 | 0.031928 | 0 | 0 | 0 | 0 | 0 | -0.019955
1992 | 108.0208 | 0 | 0 | 0 | 0 | 0 | 0 | -0.01566 | 0.003991
1992 | 108.0313 | 0 | 0 | 0 | 0 | 0 | 0 | 0.01566 | 0.059865
1992 | 108.0417 | 0 | 0 | 0 | 0 | 0 | 0 | -0.003915 | -0.011973
1992 | 108.0521 | 0.00783 | 0.03991 | 0 | 0 | 0 | 0 | 0 | 0.03991
1992 | 108.0625 | 0 | 0 | 0 | 0 | 0 | 0 | 0.01566 | -0.019955
1992 | 108.0729 | 0 | 0 | 0 | 0 | 0 | 0 | 1.4211e-14 | 0.027937
1992 | 108.0833 | 0 | 0 | 0 | 0 | 0 | 0 | 0 | -0.003991
1992 | 108.0938 | 0.00783 | 0 | 0 | 0 | 0 | 0 | 0.003915 | 0
1992 | 108.1042 | 0 | 0.007982 | 0 | 0 | 0 | 0 | 0.01566 | 0.003991
1992 | 108.1146 | 0 | 0 | 0 | 0 | 0 | 0 | 0.011745 | 0.055874
1992 | 108.125 | 0 | 0 | 0 | 0 | 0 | 0 | 0.02349 | -0.023946
1992 | 108.1354 | 0 | 0 | 0 | 0 | 0 | 0 | 0.00783 | 0.07982
1992 | 108.1458 | 0 | 0 | 0 | 0 | 0 | 0 | 0.02349 | 0.007982
1992 | 108.1563 | 0 | 0.023946 | 0 | 0 | 0 | 0 | 0.01566 | -0.015964
1992 | 108.1667 | 0 | 0 | 0 | 0 | 0 | 0 | 0.011745 | 0.007982
1992 | 108.1771 | 0 | 0 | 0 | 0 | 0 | 0 | 0.003915 | 0.055874
1992 | 108.1875 | 0 | 0 | 0 | 0 | 0 | 0 | 0.00783 | -0.035919
1992 | 108.1979 | 0 | 0 | 0 | 0 | 0 | 0 | 0.003915 | 0.03991
1992 | 108.2083 | 0 | 0 | 0 | 0 | 0 | 0 | 0 | -0.015964
1992 | 108.2188 | 0 | 0 | 0 | 0 | 0 | 0 | 0.00783 | 0.011973
1992 | 108.2292 | 0 | 0 | 0 | 0 | 0 | 0 | -0.003915 | 0
1992 | 108.2396 | 0 | 0 | 0 | 0 | 0 | 0 | 0.01566 | 0.023946
1992 | 108.25 | 0 | 0.023946 | 0 | 0 | 0 | 0 | -0.011745 | 0.043901
1992 | 108.2604 | 0 | 0 | 0 | 0 | 0 | 0 | 0.01566 | -0.019955
1992 | 108.2708 | 0 | 0 | 0 | 0 | 0 | 0 | 0.00783 | 0.007982
1992 | 108.2813 | 0 | 0 | 0 | 0 | 0 | 0 | 0.00783 | 0.015964
1992 | 108.2917 | 0 | 0 | 0 | 0 | 0 | 0 | 0.019575 | 0.007982
1992 | 108.3021 | 0 | 0 | 0 | 0 | 0 | 0 | -1.4211e-14 | 0.031928
1992 | 108.3125 | 0 | 0 | 0 | 0 | 0 | 0 | 0.00783 | -0.019955
1992 | 108.3229 | 0.00783 | 0 | 0 | 0 | 0 | 0 | 0.00783 | 0.055874
1992 | 108.3333 | 0 | 0 | 0 | 0 | 0 | 0 | 0.003915 | -0.031928
1992 | 108.3438 | 0 | 0 | 0 | 0 | 0 | 0 | 0.01566 | -0.011973
1992 | 108.3542 | 0 | 0 | 0 | 0 | 0 | 0 | 0 | 0.019955
1992 | 108.3646 | 0 | 0 | 0 | 0 | 0 | 0 | 0.01566 | 0.003991
1992 | 108.375 | 0 | 0 | 0 | 0 | 0 | 0 | 0.011745 | 0.035919
1992 | 108.3854 | 0 | 0 | 0 | 0 | 0 | 0 | 0.02349 | 0.03991
1992 | 108.3958 | 0 | 0 | 0 | 0 | 0 | 0 | 0.019575 | -0.003991
1992 | 108.4063 | 0 | 0 | 0 | 0 | 0 | 0 | 0.035235 | 0.011973
1992 | 108.4167 | 0 | 0 | 0 | 0 | 0 | 0 | 0.01566 | 0.023946
1992 | 108.4271 | 0 | 0 | 0 | 0 | 0 | 0 | 0.035235 | 0.063856
1992 | 108.4375 | 0 | 0 | 0 | 0 | 0 | 0 | 0.06264 | 0.031928
1992 | 108.4479 | 0 | 0 | 0 | 0 | 0 | 0 | 0.0783 | 0.075829
1992 | 108.4583 | 0 | 0 | 0 | 0 | 0 | 0 | 0.074385 | 0.12771
1992 | 108.4688 | 0 | 0 | 0 | 0 | 0 | 0 | 0.08613 | 0.11574
1992 | 108.4792 | 0 | 0 | 0 | 0 | 0 | 0 | 0.08613 | 0.031928
1992 | 108.4896 | 0 | 0 | 0 | 0 | 0 | 0 | 0.074385 | 0.10776
1992 | 108.5 | 0 | 0 | 0 | 0 | 0 | 0 | 0.082215 | 0.063856
1992 | 108.5104 | 0 | 0 | 0 | 0 | 0 | 0 | 0.10179 | 0.1317
1992 | 108.5208 | 0 | 0 | 0 | 0 | 0 | 0 | 0.1057 | 0.13968
1992 | 108.5313 | 0 | 0 | 0 | 0 | 0 | 0 | 0.09396 | 0.059865
1992 | 108.5417 | 0 | 0 | 0 | 0 | 0 | 0 | 0.13702 | 0.18359
1992 | 108.5521 | 0 | 0 | 0 | 0 | 0 | 0 | -0.027405 | 0.14767
1992 | 108.5625 | 0 | 0 | 0 | 0 | 0 | 0 | 0.33669 | 0.15964
1992 | 108.5729 | 0 | 0 | 0 | 0 | 0 | 0 | 0.14486 | 0.16762
1992 | 108.5833 | 0 | 0 | 0 | 0 | 0 | 0 | 0.17226 | 0.19157
1992 | 108.5938 | 0 | 0 | 0 | 0 | 0 | 0 | 0.16051 | 0.12372
1992 | 108.6042 | 0 | 0 | 0 | 0 | 0 | 0 | 0.16052 | 0.16363
1992 | 108.6146 | 0 | 0 | 0 | 0 | 0 | 0 | 0.13702 | 0.18758
1992 | 108.625 | 0 | 0 | 0 | 0 | 0 | 0 | 0.14877 | 0.10776
1992 | 108.6354 | 0 | 0 | 0 | 0 | 0 | 0 | 0.14877 | 0.15166
1992 | 108.6458 | 0 | 0 | 0 | 0 | 0 | 0 | 0.13703 | 0.11973
1992 | 108.6563 | 0 | 0 | 0 | 0 | 0 | 0 | 0.14486 | 0.13969
1992 | 108.6667 | 0 | 0 | 0 | 0 | 0 | 0 | 0.13311 | 0.15565
1992 | 108.6771 | 0 | 0 | 0 | 0 | 0 | 0 | 0.14877 | 0.10377
1992 | 108.6875 | 0 | 0 | 0 | 0 | 0 | 0 | 0.12137 | 0.14767
1992 | 108.6979 | 0 | 0 | 0 | 0 | 0 | 0 | 0.12919 | 0.11175
1992 | 108.7083 | 0 | 0 | 0 | 0 | 0 | 0 | 0.11354 | 0.12372
1992 | 108.7188 | 0 | 0 | 0 | 0 | 0 | 0 | 0.1057 | 0.11973
1992 | 108.7292 | 0 | 0 | 0 | 0 | 0 | 0 | 0.090045 | 0.083811
1992 | 108.7396 | 0 | 0 | 0 | 0 | 0 | 0 | 0.08613 | 0.07982
1992 | 108.75 | 0 | 0 | 0 | 0 | 0 | 0 | 0.074385 | 0.023946
1992 | 108.7604 | 0 | 0 | 0 | 0 | 0 | 0 | 0.074385 | 0.11574
1992 | 108.7708 | 0 | 0 | 0 | 0 | 0 | 0 | 0.04698 | 0.019955
1992 | 108.7813 | 0 | 0 | 0 | 0 | 0 | 0 | 0.02349 | 0.087802
1992 | 108.7917 | 0 | 0 | 0 | 0 | 0 | 0 | 0.03915 | 0.023946
1992 | 108.8021 | 0 | 0 | 0 | 0 | 0 | 0 | 0.02349 | 0.03991
1992 | 108.8125 | 0 | 0 | 0 | 0 | 0 | 0 | 0.02349 | 0.015964
1992 | 108.8229 | 0 | 0 | 0 | 0 | 0 | 0 | 0 | 0.003991
1992 | 108.8333 | 0 | 0 | 0 | 0 | 0 | 0 | 0.027405 | 0.051883
1992 | 108.8438 | 0 | 0 | 0 | 0 | 0 | 0 | 0.00783 | 0.003991
1992 | 108.8542 | 0 | 0 | 0 | 0 | 0 | 0 | 0 | -0.011973
1992 | 108.8646 | 0 | 0 | 0 | 0 | 0 | 0 | 0 | 0
1992 | 108.875 | 0 | 0 | 0 | 0 | 0 | 0 | 0.01566 | 0.03991
1992 | 108.8854 | 0 | 0 | 0 | 0 | 0 | 0 | 0 | -0.015964
1992 | 108.8958 | 0.01566 | 0 | 0 | 0 | 0 | 0 | 0.011745 | 0.027937
1992 | 108.9063 | 0 | 0 | 0 | 0 | 0 | 0 | 0.011745 | 0.015964
1992 | 108.9167 | 0 | 0.007982 | 0 | 0 | 0 | 0 | 0.01566 | 0.023946
1992 | 108.9271 | 0 | 0 | 0 | 0 | 0 | 0 | 0.003915 | 0.047892
1992 | 108.9375 | 0 | 0.031928 | 0 | 0 | 0 | 0 | 0.019575 | -0.035919
1992 | 108.9479 | 0 | 0 | 0 | 0 | 0 | 0 | 0.01566 | -0.003991
1992 | 108.9583 | 0.00783 | 0 | 0 | 0 | 0 | 0 | -0.011745 | -0.007982
1992 | 108.9688 | 0 | 0 | 0 | 0 | 0 | 0 | 0.027405 | 0.007982
1992 | 108.9792 | 0 | 0 | 0 | 0 | 0 | 0 | 0.003915 | 0.003991
1992 | 108.9896 | 0 | 0 | 0 | 0 | 0 | 0 | -0.003915 | 0.055874
1992 | 109 | 0 | 0 | 0 | 0 | 0 | 0 | 0.027405 | -0.031928
1992 | 109.0104 | 0 | 0 | 0 | 0 | 0 | 0 | 0.035235 | 0.07982
1992 | 109.0208 | 0 | 0 | 0 | 0 | 0 | 0 | -0.019575 | -0.027937
1992 | 109.0313 | 0 | 0.015964 | 0 | 0 | 0 | 0 | 0.003915 | 0.035919
1992 | 109.0417 | 0 | 0 | 0 | 0 | 0 | 0 | 0.019575 | -0.023946
1992 | 109.0521 | 0 | 0 | 0 | 0 | 0 | 0 | -0.035235 | 0.047892
1992 | 109.0625 | 0 | 0 | 0 | 0 | 0 | 0 | 0.043065 | -0.027937
1992 | 109.0729 | 0 | 0.007982 | 0 | 0 | 0 | 0 | -0.00783 | 0.019955
1992 | 109.0833 | 0 | 0.023946 | 0 | 0 | 0 | 0 | 0.003915 | -0.023946
1992 | 109.0938 | 0 | 0 | 0 | 0 | 0 | 0 | -0.003915 | 0.047892
1992 | 109.1042 | 0 | 0 | 0 | 0 | 0 | 0 | 0.02349 | 0.027937
1992 | 109.1146 | 0 | 0 | 0 | 0 | 0 | 0 | 0.003915 | -0.011973
1992 | 109.125 | 0 | 0 | 0 | 0 | 0 | 0 | 0.003915 | -0.011973
1992 | 109.1354 | 0 | 0 | 0 | 0 | 0 | 0 | 0.003915 | 0.007982
1992 | 109.1458 | 0.00783 | 0 | 0 | 0 | 0 | 0 | -0.003915 | -0.019955
1992 | 109.1563 | 0 | 0 | 0 | 0 | 0 | 0 | 0.00783 | 0.023946
1992 | 109.1667 | 0 | 0 | 0 | 0 | 0 | 0 | 0.02349 | -0.007982
1992 | 109.1771 | 0 | 0 | 0 | 0 | 0 | 0 | 0.01566 | 0.003991
1992 | 109.1875 | 0 | 0 | 0 | 0 | 0 | 0 | -0.027405 | 0.011973
1992 | 109.1979 | 0 | 0 | 0 | 0 | 0 | 0 | 0.02349 | 0.007982
1992 | 109.2083 | 0 | 0 | 0 | 0 | 0 | 0 | 0.019575 | 0.015964
1992 | 109.2188 | 0 | 0 | 0 | 0 | 0 | 0 | 0 | 0.011973
1992 | 109.2292 | 0 | 0 | 0 | 0 | 0 | 0 | 0.027405 | 0.003991
1992 | 109.2396 | 0 | 0 | 0 | 0 | 0 | 0 | 0.03132 | 0.019955
1992 | 109.25 | 0 | 0 | 0 | 0 | 0 | 0 | -0.019575 | 0.003991
1992 | 109.2604 | 0 | 0 | 0 | 0 | 0 | 0 | 0.02349 | 0.011973
1992 | 109.2708 | 0 | 0 | 0 | 0 | 0 | 0 | 0.003915 | 0.047892
1992 | 109.2813 | 0 | 0 | 0 | 0 | 0 | 0 | 0.003915 | -0.035919
1992 | 109.2917 | 0.00783 | 0 | 0 | 0 | 0 | 0 | -0.003915 | -0.007982
1992 | 109.3021 | 0 | 0 | 0 | 0 | 0 | 0 | 0.03915 | 0.047892
1992 | 109.3125 | 0 | 0 | 0 | 0 | 0 | 0 | 0.027405 | 0.007982
1992 | 109.3229 | 0 | 0 | 0 | 0 | 0 | 0 | 0.03915 | 0.019955
1992 | 109.3333 | 0 | 0 | 0 | 0 | 0 | 0 | 0.03132 | 0.043901
1992 | 109.3438 | 0 | 0 | 0 | 0 | 0 | 0 | 0.03132 | 0.055874
1992 | 109.3542 | 0 | 0 | 0 | 0 | 0 | 0 | 0.090045 | 0.10776
1992 | 109.3646 | 0 | 0 | 0 | 0 | 0 | 0 | 0.11354 | 0.07982
1992 | 109.375 | 0 | 0 | 0 | 0 | 0 | 0 | 0.058725 | 0.071838
1992 | 109.3854 | 0 | 0 | 0 | 0 | 0 | 0 | 0.13703 | 0.16363
1992 | 109.3958 | 0 | 0 | 0 | 0 | 0 | 0 | 0.16051 | 0.12372
1992 | 109.4063 | 0 | 0 | 0 | 0 | 0 | 0 | 0.13311 | 0.17161
1992 | 109.4167 | 0 | 0 | 0 | 0 | 0 | 0 | 0.15268 | 0.087802
1992 | 109.4271 | 0 | 0 | 0 | 0 | 0 | 0 | 0.16835 | 0.095784
1992 | 109.4375 | 0 | 0 | 0 | 0 | 0 | 0 | 0.097875 | 0.11973
1992 | 109.4479 | 0 | 0 | 0 | 0 | 0 | 0 | 0.17618 | 0.12771
1992 | 109.4583 | 0 | 0 | 0 | 0 | 0 | 0 | 0.17226 | 0.095784
1992 | 109.4688 | 0 | 0 | 0 | 0 | 0 | 0 | 0.17618 | 0.19955
1992 | 109.4792 | 0 | 0 | 0 | 0 | 0 | 0 | 0.17226 | 0.007982
1992 | 109.4896 | 0 | 0 | 0 | 0 | 0 | 0 | 0.17226 | 0.23946
1992 | 109.5 | 0 | 0 | 0 | 0 | 0 | 0 | 0.21533 | 0.11175
1992 | 109.5104 | 0 | 0 | 0 | 0 | 0 | 0 | 0.25839 | 0.1317
1992 | 109.5208 | 0 | 0 | 0 | 0 | 0 | 0 | 0.21924 | 0.059865
1992 | 109.5313 | 0 | 0 | 0 | 0 | 0 | 0 | 0.29754 | 0.25941
1992 | 109.5417 | 0 | 0 | 0 | 0 | 0 | 0 | 0.17617 | 0.14368
1992 | 109.5521 | 0 | 0 | 0 | 0 | 0 | 0 | 0.23882 | 0.11973
1992 | 109.5625 | 0 | 0 | 0 | 0 | 0 | 0 | 0.29754 | 0.23547
1992 | 109.5729 | 0 | 0 | 0 | 0 | 0 | 0 | 0.23099 | 0.16363
1992 | 109.5833 | 0 | 0 | 0 | 0 | 0 | 0 | 0.2349 | 0.1756
1992 | 109.5938 | 0 | 0 | 0 | 0 | 0 | 0 | 0.25839 | 0.13569
1992 | 109.6042 | 0 | 0 | 0 | 0 | 0 | 0 | 0.25056 | 0.15964
1992 | 109.6146 | 0 | 0 | 0 | 0 | 0 | 0 | 0.23881 | 0.11574
1992 | 109.625 | 0 | 0 | 0 | 0 | 0 | 0 | 0.23099 | 0.19157
1992 | 109.6354 | 0 | 0 | 0 | 0 | 0 | 0 | 0.20358 | 0.12372
1992 | 109.6458 | 0 | 0 | 0 | 0 | 0 | 0 | 0.184 | 0.18758
1992 | 109.6563 | 0 | 0 | 0 | 0 | 0 | 0 | 0.19967 | 0.11574
1992 | 109.6667 | 0 | 0 | 0 | 0 | 0 | 0 | 0.16443 | 0.11574
1992 | 109.6771 | 0 | 0 | 0 | 0 | 0 | 0 | 0.17618 | 0.11175
1992 | 109.6875 | 0 | 0 | 0 | 0 | 0 | 0 | 0.10962 | 0.091793
1992 | 109.6979 | 0 | 0 | 0 | 0 | 0 | 0 | 0.12919 | 0.071838
1992 | 109.7083 | 0 | 0 | 0 | 0 | 0 | 0 | 0.13702 | 0.11973
1992 | 109.7188 | 0 | 0 | 0 | 0 | 0 | 0 | 0.12136 | 0.067847
1992 | 109.7292 | 0 | 0 | 0 | 0 | 0 | 0 | 0.11745 | 0.11574
1992 | 109.7396 | 0 | 0 | 0 | 0 | 0 | 0 | 0.10962 | 0.063856
1992 | 109.75 | 0 | 0 | 0 | 0 | 0 | 0 | 0.13702 | 0.03991
1992 | 109.7604 | 0 | 0 | 0 | 0 | 0 | 0 | 0.082215 | 0.059865
1992 | 109.7708 | 0 | 0 | 0 | 0 | 0 | 0 | 0.06264 | 0.059865
1992 | 109.7813 | 0 | 0 | 0 | 0 | 0 | 0 | 0.06264 | 0.063856
1992 | 109.7917 | 0 | 0 | 0 | 0 | 0 | 0 | 0.08613 | 0.031928
1992 | 109.8021 | 0 | 0 | 0 | 0 | 0 | 0 | 0.050895 | 0.047892
1992 | 109.8125 | 0 | 0 | 0 | 0 | 0 | 0 | 0.07047 | 0.015964
1992 | 109.8229 | 0 | 0 | 0 | 0 | 0 | 0 | 0.027405 | 0.059865
1992 | 109.8333 | 0 | 0 | 0 | 0 | 0 | 0 | 0.03915 | 0.011973
1992 | 109.8438 | 0 | 0 | 0 | 0 | 0 | 0 | 0.03915 | 0.015964
1992 | 109.8542 | 0 | 0 | 0 | 0 | 0 | 0 | 0.02349 | 0.023946
1992 | 109.8646 | 0 | 0 | 0 | 0 | 0 | 0 | 0.00783 | 0.035919
1992 | 109.875 | 0 | 0 | 0 | 0 | 0 | 0 | 0.050895 | -0.047892
1992 | 109.8854 | 0 | 0 | 0 | 0 | 0 | 0 | 0.097875 | 0.10377
1992 | 109.8958 | 0 | 0 | 0 | 0 | 0 | 0 | 0.058725 | 0.027937
1992 | 109.9063 | 0 | 0 | 0.03915 | 0.063856 | 0 | 0 | -0.003915 | 0.03991
1992 | 109.9167 | 0 | 0 | 0.49329 | 0.52681 | 0 | 0 | -2.8422e-14 | 1.4211e-14
1992 | 109.9271 | 0 | 0 | 1.5973 | 1.6044 | 0 | 0 | 1.4211e-14 | 2.8422e-14
1992 | 109.9375 | 0 | 0 | 0.73602 | 0.80618 | 0 | 0 | 1.4211e-14 | -1.4211e-14
1992 | 109.9479 | 0 | 0 | 0.59508 | 0.59067 | 0 | 0 | -1.4211e-14 | -1.4211e-14
1992 | 109.9583 | 0 | 0 | 0.95526 | 0.886 | 0 | 0 | -1.4211e-14 | 0
1992 | 109.9688 | 0 | 0 | 0.80649 | 0.77425 | 0 | 0 | 7.1054e-14 | 1.4211e-14
1992 | 109.9792 | 0 | 0 | 0.32103 | 0.31928 | 0 | 0 | 1.4211e-14 | -1.4211e-14
1992 | 109.9896 | 0 | 0 | 0.12528 | 0.11175 | 0 | 0 | 4.2633e-14 | -2.8422e-14
1992 | 110 | 0 | 0 | 0.07047 | 0.071838 | 0 | 0 | -1.4211e-14 | 0
1992 | 110.0104 | 0 | 0 | 0.19575 | 0.2235 | 0 | 0 | 0 | 0
1992 | 110.0208 | 0 | 0 | 0.3915 | 0.3991 | 0 | 0 | 5.6843e-14 | 0
1992 | 110.0313 | 0 | 0 | 0.28971 | 0.19955 | 0 | 0 | 0.003915 | 1.4211e-14
1992 | 110.0417 | 0 | 0 | 0 | 0.055874 | 0 | 0 | 0.011745 | 0
1992 | 110.0521 | 0.02349 | 0 | 0 | 0.03991 | 0 | 0 | 0.00783 | 0.015964
1992 | 110.0625 | 0.01566 | 0.007982 | 0 | 0 | 0 | 0 | -0.011745 | 0.007982
1992 | 110.0729 | 0 | 0 | 0 | 0 | 0 | 0 | 0.00783 | 0.007982
1992 | 110.0833 | 0 | 0 | 0 | 0 | 0 | 0 | 0.03132 | 0.007982
1992 | 110.0938 | 0 | 0.023946 | 0 | 0 | 0 | 0 | 0.00783 | 0.003991
1992 | 110.1042 | 0 | 0 | 0 | 0 | 0 | 0 | 0.01566 | 0.03991
1992 | 110.1146 | 0.02349 | 0 | 0 | 0 | 0 | 0 | 4.2633e-14 | 0.011973
1992 | 110.125 | 0 | 0 | 0 | 0 | 0 | 0 | 0.00783 | -0.003991
1992 | 110.1354 | 0 | 0 | 0 | 0 | 0 | 0 | 0.019575 | 0.003991
1992 | 110.1458 | 0.02349 | 0 | 0 | 0 | 0 | 0 | 0.02349 | 0.027937
1992 | 110.1563 | 0 | 0 | 0 | 0 | 0 | 0 | 0 | 0.003991
1992 | 110.1667 | 0 | 0 | 0 | 0 | 0 | 0 | 0.00783 | 0.007982
1992 | 110.1771 | 0 | 0 | 0 | 0 | 0 | 0 | 0.00783 | 0.007982
1992 | 110.1875 | 0 | 0.023946 | 0 | 0 | 0 | 0 | 0.011745 | 0.027937
1992 | 110.1979 | 0.02349 | 0 | 0 | 0 | 0 | 0 | 0.00783 | -0.003991
1992 | 110.2083 | 0 | 0 | 0 | 0 | 0 | 0 | 0.003915 | 0.023946
1992 | 110.2188 | 0 | 0 | 0 | 0 | 0 | 0 | 0.019575 | -0.003991
1992 | 110.2292 | 0 | 0 | 0 | 0 | 0 | 0 | -0.00783 | 0.023946
1992 | 110.2396 | 0 | 0 | 0 | 0 | 0 | 0 | 0.035235 | 0.027937
1992 | 110.25 | 0 | 0 | 0 | 0 | 0 | 0 | 0.03915 | 0.003991
1992 | 110.2604 | 0.02349 | 0 | 0 | 0 | 0 | 0 | 0.011745 | 0.027937
1992 | 110.2708 | 0 | 0 | 0 | 0 | 0 | 0 | 0.03132 | 0.03991
1992 | 110.2813 | 0 | 0 | 0 | 0 | 0 | 0 | 0.035235 | 0.019955
1992 | 110.2917 | 0 | 0 | 0 | 0 | 0 | 0 | 0.02349 | 0.027937
1992 | 110.3021 | 0 | 0 | 0 | 0 | 0 | 0 | 0.011745 | 0.035919
1992 | 110.3125 | 0 | 0 | 0 | 0 | 0 | 0 | 0.027405 | 0.047892
1992 | 110.3229 | 0 | 0 | 0 | 0 | 0 | 0 | 0.02349 | 0.007982
1992 | 110.3333 | 0 | 0 | 0 | 0 | 0 | 0 | 0.04698 | 0.051883
1992 | 110.3438 | 0 | 0 | 0 | 0 | 0 | 0 | 0.05481 | 0.071838
1992 | 110.3542 | 0 | 0 | 0 | 0 | 0 | 0 | 0.03132 | 0.03991
1992 | 110.3646 | 0 | 0 | 0 | 0 | 0 | 0 | 0.027405 | 0.051883
1992 | 110.375 | 0 | 0 | 0 | 0 | 0 | 0 | 0.074385 | 0.063856
1992 | 110.3854 | 0 | 0 | 0 | 0 | 0 | 0 | 0.03132 | 0.055874
1992 | 110.3958 | 0 | 0 | 0 | 0 | 0 | 0 | 0.050895 | 0.035919
1992 | 110.4063 | 0 | 0 | 0 | 0 | 0 | 0 | 0.074385 | 0.091793
1992 | 110.4167 | 0 | 0 | 0 | 0 | 0 | 0 | 0.05481 | 0.051883
1992 | 110.4271 | 0 | 0 | 0 | 0 | 0 | 0 | 0.050895 | 0.099775
1992 | 110.4375 | 0 | 0 | 0 | 0 | 0 | 0 | 0.08613 | 0.063856
1992 | 110.4479 | 0 | 0 | 0 | 0 | 0 | 0 | 0.12528 | 0.12372
1992 | 110.4583 | 0 | 0 | 0 | 0 | 0 | 0 | 0.11353 | 0.1756
1992 | 110.4688 | 0 | 0 | 0 | 0 | 0 | 0 | 0.15269 | 0.075829
1992 | 110.4792 | 0 | 0 | 0 | 0 | 0 | 0 | 0.066555 | 0.15166
1992 | 110.4896 | 0 | 0 | 0 | 0 | 0 | 0 | 0.13702 | 0.11973
1992 | 110.5 | 0 | 0 | 0 | 0 | 0 | 0 | 0.082215 | 0.11574
1992 | 110.5104 | 0 | 0 | 0 | 0 | 0 | 0 | 0.17618 | 0.13969
1992 | 110.5208 | 0 | 0 | 0 | 0 | 0 | 0 | 0.12528 | 0.12771
1992 | 110.5313 | 0 | 0 | 0 | 0 | 0 | 0 | 0.17618 | 0.18758
1992 | 110.5417 | 0 | 0 | 0 | 0 | 0 | 0 | 0.082215 | 0.10377
1992 | 110.5521 | 0 | 0 | 0 | 0 | 0 | 0 | 0.14486 | 0.12372
1992 | 110.5625 | 0 | 0 | 0 | 0 | 0 | 0 | 0.16051 | 0.1756
1992 | 110.5729 | 0 | 0 | 0 | 0 | 0 | 0 | 0.18792 | 0.14368
1992 | 110.5833 | 0 | 0 | 0 | 0 | 0 | 0 | 0.18009 | 0.20354
1992 | 110.5938 | 0 | 0 | 0 | 0 | 0 | 0 | 0.20749 | 0.11973
1992 | 110.6042 | 0 | 0 | 0 | 0 | 0 | 0 | 0.14094 | 0.14767
1992 | 110.6146 | 0 | 0 | 0 | 0 | 0 | 0 | 0.19967 | 0.21152
1992 | 110.625 | 0 | 0 | 0 | 0 | 0 | 0 | 0.043065 | -0.007982
1992 | 110.6354 | 0 | 0 | 0.56376 | 0.68645 | 0 | 0 | 0.019575 | 0.059865
1992 | 110.6458 | 0 | 0 | 0 | 0 | 0 | 0 | 0.090045 | 0.087802
1992 | 110.6563 | 0 | 0 | 0 | 0 | 0 | 0 | 0.12528 | 0.17959
1992 | 110.6667 | 0 | 0 | 0 | 0 | 0 | 0 | 0.16835 | 0.083811
1992 | 110.6771 | 0 | 0 | 0 | 0 | 0 | 0 | 0.16834 | 0.23946
1992 | 110.6875 | 0 | 0 | 0 | 0 | 0 | 0 | 0.14094 | 0.11973
1992 | 110.6979 | 0 | 0 | 0 | 0 | 0 | 0 | 0.19575 | 0.07982
1992 | 110.7083 | 0 | 0 | 0 | 0 | 0 | 0 | 0.02349 | 0.087802
1992 | 110.7188 | 0 | 0 | 0 | 0 | 0 | 0 | 0.184 | 0.12372
1992 | 110.7292 | 0 | 0 | 0 | 0 | 0 | 0 | 0.11353 | 0.15964
1992 | 110.7396 | 0 | 0 | 0 | 0 | 0 | 0 | 0.097875 | 0.051883
1992 | 110.75 | 0 | 0 | 0 | 0 | 0 | 0 | 0.04698 | 0.051883
1992 | 110.7604 | 0 | 0.023946 | 0 | 0 | 0 | 0 | 0.097875 | 0.075829
1992 | 110.7708 | 0 | 0 | 0 | 0 | 0 | 0 | 0.12528 | 0.059865
1992 | 110.7813 | 0 | 0 | 0 | 0 | 0 | 0 | 0.03132 | 0.059865
1992 | 110.7917 | 0 | 0 | 0 | 0 | 0 | 0 | 0.050895 | 0.051883
1992 | 110.8021 | 0 | 0 | 0.01566 | 0.023946 | 0 | 0 | 0.003915 | 0
1992 | 110.8125 | 0 | 0 | 0.0783 | 0.071838 | 0 | 0 | 0.027405 | -0.003991
1992 | 110.8229 | 0 | 0 | 0 | 0 | 0 | 0 | 0.011745 | 0.035919
1992 | 110.8333 | 0 | 0 | 0 | 0 | 0 | 0 | 0.07047 | 0.071838
1992 | 110.8438 | 0 | 0 | 0 | 0 | 0 | 0 | 0.019575 | 0.011973
1992 | 110.8542 | 0 | 0 | 0 | 0 | 0 | 0 | 0.04698 | 0.03991
1992 | 110.8646 | 0 | 0 | 0 | 0 | 0 | 0 | 0.035235 | 0.007982
1992 | 110.875 | 0 | 0 | 0 | 0 | 0 | 0 | 0.027405 | 0.027937
1992 | 110.8854 | 0 | 0 | 0 | 0 | 0 | 0 | 0 | 0.027937
1992 | 110.8958 | 0 | 0 | 0 | 0 | 0 | 0 | 0.05481 | 0.023946
1992 | 110.9063 | 0 | 0 | 0 | 0 | 0 | 0 | 0.019575 | -0.007982
1992 | 110.9167 | 0 | 0 | 0 | 0 | 0 | 0 | 0.02349 | 0.031928
1992 | 110.9271 | 0 | 0 | 0 | 0 | 0 | 0 | 0.027405 | 0.063856
1992 | 110.9375 | 0 | 0 | 0 | 0 | 0 | 0 | 0.058725 | 0
1992 | 110.9479 | 0 | 0 | 0 | 0 | 0 | 0 | 0.035235 | 0.043901
1992 | 110.9583 | 0 | 0 | 0 | 0 | 0 | 0 | 0.01566 | 0.003991
1992 | 110.9688 | 0 | 0 | 0 | 0 | 0 | 0 | 0.019575 | 0.011973
1992 | 110.9792 | 0 | 0 | 0 | 0 | 0 | 0 | 0.027405 | 0.03991
1992 | 110.9896 | 0 | 0 | 0 | 0 | 0 | 0 | -0.011745 | 0
1992 | 111 | 0 | 0 | 0 | 0 | 0 | 0 | 0.03915 | 0.023946
1992 | 111.0104 | 0 | 0 | 0 | 0 | 0 | 0 | 0.04698 | 0.019955
1992 | 111.0208 | 0 | 0 | 0 | 0 | 0 | 0 | 0.027405 | 0.011973
1992 | 111.0313 | 0 | 0 | 0 | 0 | 0 | 0 | 0.01566 | 0.031928
1992 | 111.0417 | 0 | 0 | 0 | 0 | 0 | 0 | 0.03915 | 0.011973
1992 | 111.0521 | 0 | 0 | 0 | 0 | 0 | 0 | 0.00783 | 0.019955
1992 | 111.0625 | 0 | 0 | 0 | 0 | 0 | 0 | 0.01566 | -0.003991
1992 | 111.0729 | 0 | 0 | 0 | 0 | 0 | 0 | 0.003915 | 0.047892
1992 | 111.0833 | 0 | 0 | 0 | 0 | 0 | 0 | 0.08613 | 0.027937
1992 | 111.0938 | 0 | 0.007982 | 0 | 0 | 0 | 0 | 0.00783 | 0.023946
1992 | 111.1042 | 0 | 0 | 0 | 0 | 0 | 0 | 0.035235 | 0.007982
1992 | 111.1146 | 0 | 0 | 0 | 0 | 0 | 0 | 0.02349 | -0.011973
1992 | 111.125 | 0 | 0 | 0 | 0 | 0 | 0 | 0.027405 | 0.071838
1992 | 111.1354 | 0 | 0 | 0 | 0 | 0 | 0 | 0.03132 | 0.023946
1992 | 111.1458 | 0 | 0.031928 | 0 | 0 | 0 | 0 | 0.03915 | 0
1992 | 111.1563 | 0 | 0 | 0 | 0 | 0 | 0 | 0.02349 | 0.07982
1992 | 111.1667 | 0 | 0 | 0 | 0 | 0 | 0 | 0.03132 | -0.019955
1992 | 111.1771 | 0 | 0 | 0 | 0 | 0 | 0 | 0.011745 | 0.011973
1992 | 111.1875 | 0 | 0 | 0 | 0 | 0 | 0 | 0.02349 | 0.03991
1992 | 111.1979 | 0 | 0.007982 | 0 | 0 | 0 | 0 | 0.03915 | 0.003991
1992 | 111.2083 | 0 | 0 | 0 | 0 | 0 | 0 | 0 | 0.015964
1992 | 111.2188 | 0 | 0 | 0 | 0 | 0 | 0 | 0.02349 | 0.019955
1992 | 111.2292 | 0 | 0 | 0 | 0 | 0 | 0 | 0.019575 | 0.007982
1992 | 111.2396 | 0 | 0 | 0 | 0 | 0 | 0 | 0.011745 | 0.051883
1992 | 111.25 | 0 | 0 | 0 | 0 | 0 | 0 | 0.03915 | 0.011973
1992 | 111.2604 | 0 | 0 | 0 | 0 | 0 | 0 | -0.00783 | 0
1992 | 111.2708 | 0 | 0 | 0 | 0 | 0 | 0 | 0.04698 | 0
1992 | 111.2813 | 0 | 0 | 0 | 0 | 0 | 0 | 0.035235 | 0.03991
1992 | 111.2917 | 0 | 0 | 0 | 0 | 0 | 0 | 0.027405 | 0.019955
1992 | 111.3021 | 0 | 0 | 0 | 0 | 0 | 0 | 0.058725 | 0.03991
1992 | 111.3125 | 0 | 0 | 0 | 0 | 0 | 0 | 0 | 0.023946
1992 | 111.3229 | 0 | 0 | 0 | 0 | 0 | 0 | 0.050895 | 0.011973
1992 | 111.3333 | 0 | 0 | 0 | 0 | 0 | 0 | 0.066555 | 0.007982
1992 | 111.3438 | 0 | 0 | 0 | 0 | 0 | 0 | 0.003915 | 0.043901
1992 | 111.3542 | 0 | 0 | 0 | 0 | 0 | 0 | 0.090045 | 0.059865
1992 | 111.3646 | 0 | 0 | 0 | 0 | 0 | 0 | 0.0783 | 0.055874
1992 | 111.375 | 0 | 0 | 0 | 0 | 0 | 0 | 0.050895 | 0.051883
1992 | 111.3854 | 0 | 0 | 0 | 0 | 0 | 0 | 0.074385 | 0.051883
1992 | 111.3958 | 0 | 0 | 0 | 0 | 0 | 0 | 0.08613 | 0.10776
1992 | 111.4063 | 0 | 0 | 0 | 0 | 0 | 0 | 0.10179 | 0.087802
1992 | 111.4167 | 0 | 0 | 0 | 0 | 0 | 0 | 0.11353 | 0.11973
1992 | 111.4271 | 0 | 0 | 0 | 0 | 0 | 0 | 0.13311 | 0
1992 | 111.4375 | 0 | 0 | 0 | 0 | 0 | 0 | 0.13703 | 0.19556
1992 | 111.4479 | 0 | 0 | 0 | 0 | 0 | 0 | 0.12919 | 0.11973
1992 | 111.4583 | 0 | 0 | 0 | 0 | 0 | 0 | 0.14877 | 0.083811
1992 | 111.4688 | 0 | 0 | 0 | 0 | 0 | 0 | 0.16835 | 0.20753
1992 | 111.4792 | 0 | 0 | 0 | 0 | 0 | 0 | 0.2349 | 0.07982
1992 | 111.4896 | 0 | 0 | 0 | 0 | 0 | 0 | 0.19575 | 0.18758
1992 | 111.5 | 0 | 0 | 0 | 0 | 0 | 0 | 0.21141 | 0.11973
1992 | 111.5104 | 0 | 0 | 0 | 0 | 0 | 0 | 0.22707 | 0.18758
1992 | 111.5208 | 0 | 0 | 0 | 0 | 0 | 0 | 0.25056 | 0.11175
1992 | 111.5313 | 0 | 0 | 0 | 0 | 0 | 0 | 0.18009 | 0.17161
1992 | 111.5417 | 0 | 0 | 0 | 0 | 0 | 0 | 0.22316 | 0.14368
1992 | 111.5521 | 0 | 0 | 0 | 0 | 0 | 0 | 0.26622 | 0.19955
1992 | 111.5625 | 0 | 0 | 0 | 0 | 0 | 0 | 0.23099 | 0.15565
1992 | 111.5729 | 0 | 0 | 0 | 0 | 0 | 0 | 0.19575 | 0.10377
1992 | 111.5833 | 0 | 0 | 0 | 0 | 0 | 0 | 0.21141 | 0.18359
1992 | 111.5938 | 0 | 0 | 0 | 0 | 0 | 0 | 0.27405 | 0.12372
1992 | 111.6042 | 0 | 0 | 0 | 0 | 0 | 0 | 0.14094 | 0.15565
1992 | 111.6146 | 0 | 0 | 0 | 0 | 0 | 0 | 0.19575 | 0.12372
1992 | 111.625 | 0 | 0 | 0 | 0 | 0 | 0 | 0.19967 | 0.1317
1992 | 111.6354 | 0 | 0 | 0 | 0 | 0 | 0 | 0.184 | 0.15565
1992 | 111.6458 | 0 | 0 | 0 | 0 | 0 | 0 | 0.21141 | 0.13569
1992 | 111.6563 | 0 | 0 | 0 | 0 | 0 | 0 | 0.17618 | 0.099775
1992 | 111.6667 | 0 | 0 | 0 | 0 | 0 | 0 | 0.11745 | 0.13969
1992 | 111.6771 | 0 | 0 | 0 | 0 | 0 | 0 | 0.1566 | 0.083811
1992 | 111.6875 | 0 | 0 | 0 | 0 | 0 | 0 | 0.12528 | 0.095784
1992 | 111.6979 | 0 | 0 | 0 | 0 | 0 | 0 | 0.14094 | 0.11973
1992 | 111.7083 | 0 | 0 | 0 | 0 | 0 | 0 | 0.074385 | 0.071838
1992 | 111.7188 | 0 | 0 | 0 | 0 | 0 | 0 | 0.0783 | 0.063856
1992 | 111.7292 | 0 | 0 | 0 | 0 | 0 | 0 | 0.08613 | 0.047892
1992 | 111.7396 | 0 | 0 | 0 | 0 | 0 | 0 | 0.03132 | 0.035919
1992 | 111.75 | 0 | 0 | 0 | 0 | 0 | 0 | 0.050895 | 0.035919
1992 | 111.7604 | 0 | 0 | 0 | 0 | 0 | 0 | 0.027405 | 0.023946
1992 | 111.7708 | 0 | 0 | 0 | 0 | 0 | 0 | 0.035235 | 0.023946
1992 | 111.7813 | 0 | 0 | 0 | 0 | 0 | 0 | 0.050895 | 0.031928
1992 | 111.7917 | 0 | 0 | 0 | 0 | 0 | 0 | 0.03915 | 0.043901
1992 | 111.8021 | 0 | 0 | 0 | 0 | 0 | 0 | 0.027405 | 0.007982
1992 | 111.8125 | 0 | 0 | 0 | 0 | 0 | 0 | -0.00783 | -0.007982
1992 | 111.8229 | 0 | 0 | 0 | 0 | 0 | 0 | 0.003915 | 0.007982
1992 | 111.8333 | 0.00783 | 0 | 0 | 0 | 0 | 0 | 0.00783 | 0.003991
1992 | 111.8438 | 0 | 0 | 0 | 0 | 0 | 0 | 0.011745 | -1.4211e-14
1992 | 111.8542 | 0 | 0.015964 | 0 | 0 | 0 | 0 | 0.003915 | 0.011973
1992 | 111.8646 | 0.02349 | 0 | 0 | 0 | 0 | 0 | 0.00783 | 0.011973
1992 | 111.875 | 0 | 0 | 0 | 0 | 0 | 0 | 0.003915 | -0.011973
1992 | 111.8854 | 0 | 0 | 0 | 0 | 0 | 0 | 0.011745 | 0
1992 | 111.8958 | 0 | 0 | 0 | 0 | 0 | 0 | -0.003915 | 0.007982
1992 | 111.9063 | 0 | 0.007982 | 0 | 0 | 0 | 0 | -0.003915 | 1.4211e-14
1992 | 111.9167 | 0 | 0 | 0 | 0 | 0 | 0 | 0.00783 | 0.003991
1992 | 111.9271 | 0 | 0 | 0 | 0 | 0 | 0 | 0.00783 | 0
1992 | 111.9375 | 0.01566 | 0 | 0 | 0 | 0 | 0 | 0.011745 | -0.003991
1992 | 111.9479 | 0 | 0.007982 | 0 | 0 | 0 | 0 | -0.003915 | 1.4211e-14
1992 | 111.9583 | 0 | 0 | 0 | 0 | 0 | 0 | 0.00783 | 0.019955
1992 | 111.9688 | 0.01566 | 0 | 0 | 0 | 0 | 0 | 0.00783 | -0.007982
1992 | 111.9792 | 0 | 0.007982 | 0 | 0 | 0 | 0 | -0.003915 | 0
1992 | 111.9896 | 0 | 0 | 0 | 0 | 0 | 0 | -0.003915 | -0.007982
1992 | 112 | 0 | 0.015964 | 0 | 0 | 0 | 0 | 0.003915 | 0.019955
1992 | 112.0104 | 0 | 0 | 0 | 0 | 0 | 0 | -0.003915 | 0.007982
1992 | 112.0208 | 0 | 0 | 0 | 0 | 0 | 0 | 0.01566 | 0.003991
1992 | 112.0313 | 0.02349 | 0 | 0 | 0 | 0 | 0 | 0.011745 | 0.007982
1992 | 112.0417 | 0 | 0.007982 | 0 | 0 | 0 | 0 | 0 | 0.011973
1992 | 112.0521 | 0 | 0 | 0 | 0 | 0 | 0 | 0.011745 | 0.003991
1992 | 112.0625 | 0 | 0.015964 | 0 | 0 | 0 | 0 | 0.011745 | 0.007982
1992 | 112.0729 | 0 | 0 | 0 | 0 | 0 | 0 | -0.011745 | 0.015964
1992 | 112.0833 | 0 | 0.007982 | 0 | 0 | 0 | 0 | 0.003915 | 0.003991
1992 | 112.0938 | 0 | 0 | 0.19575 | 0.15964 | 0 | 0 | 0.003915 | 0.003991
1992 | 112.1042 | 0 | 0 | 2.2707 | 2.3866 | 0 | 0 | -1.4211e-14 | -1.4211e-14
1992 | 112.1146 | 0 | 0 | 0.94743 | 0.95784 | 0 | 0 | -2.8422e-14 | 0
1992 | 112.125 | 0 | 0 | 0.07047 | 0.071838 | 0 | 0 | 0 | -0.007982
1992 | 112.1354 | 0.00783 | 0 | 0 | 0 | 0 | 0 | 0.003915 | 0
1992 | 112.1458 | 0 | 0 | 0 | 0 | 0 | 0 | -0.003915 | 0
1992 | 112.1563 | 0.02349 | 0.007982 | 0 | 0 | 0 | 0 | 0.003915 | 0
1992 | 112.1667 | 0 | 0.007982 | 0 | 0 | 0 | 0 | 0.02349 | 0
1992 | 112.1771 | 0 | 0 | 0 | 0 | 0 | 0 | -0.003915 | -0.003991
1992 | 112.1875 | 0 | 0 | 0 | 0 | 0 | 0 | 0.00783 | -0.003991
1992 | 112.1979 | 0.02349 | 0 | 0 | 0 | 0 | 0 | -0.003915 | 0.011973
1992 | 112.2083 | 0 | 0 | 0 | 0 | 0 | 0 | 0.00783 | -0.007982
1992 | 112.2188 | 0 | 0 | 0 | 0 | 0 | 0 | 0.00783 | 0.003991
1992 | 112.2292 | 0 | 0.007982 | 0 | 0 | 0 | 0 | -0.003915 | 0
1992 | 112.2396 | 0.00783 | 0 | 0 | 0 | 0 | 0 | -0.003915 | 0.007982
1992 | 112.25 | 0 | 0.015964 | 0 | 0 | 0 | 0 | 0.003915 | 0.003991
1992 | 112.2604 | 0 | 0 | 0 | 0 | 0 | 0 | 0.00783 | 0.003991
1992 | 112.2708 | 0.01566 | 0 | 0 | 0 | 0 | 0 | 1.4211e-14 | 0
1992 | 112.2813 | 0 | 0 | 0 | 0 | 0 | 0 | 0.00783 | 1.4211e-14
1992 | 112.2917 | 0 | 0.007982 | 0 | 0 | 0 | 0 | 0 | 0.003991
1992 | 112.3021 | 0.02349 | 0 | 0 | 0 | 0 | 0 | 0.003915 | 0
1992 | 112.3125 | 0 | 0 | 0 | 0 | 0 | 0 | 0.019575 | 0.023946
1992 | 112.3229 | 0 | 0 | 0 | 0 | 0 | 0 | 0.011745 | 0.015964
1992 | 112.3333 | 0.00783 | 0 | 0 | 0 | 0 | 0 | 0.01566 | 0.031928
1992 | 112.3438 | 0 | 0 | 0 | 0 | 0 | 0 | 0.050895 | 0.043901
1992 | 112.3542 | 0 | 0 | 0 | 0 | 0 | 0 | 0.027405 | 0.03991
1992 | 112.3646 | 0 | 0 | 0 | 0 | 0 | 0 | 0.03915 | 0.095784
1992 | 112.375 | 0 | 0 | 0 | 0 | 0 | 0 | 0.0783 | 0.059865
1992 | 112.3854 | 0 | 0 | 0 | 0 | 0 | 0 | 0.082215 | 0.095784
1992 | 112.3958 | 0 | 0 | 0 | 0 | 0 | 0 | 0.07047 | 0.10776
1992 | 112.4063 | 0 | 0 | 0 | 0 | 0 | 0 | 0.10962 | 0.12771
1992 | 112.4167 | 0 | 0 | 0 | 0 | 0 | 0 | 0.12137 | 0.1317
1992 | 112.4271 | 0 | 0 | 0 | 0 | 0 | 0 | 0.10179 | 0.15166
1992 | 112.4375 | 0 | 0 | 0 | 0 | 0 | 0 | 0.1566 | 0.14767
1992 | 112.4479 | 0 | 0 | 0 | 0 | 0 | 0 | 0.16443 | 0.16762
1992 | 112.4583 | 0 | 0 | 0 | 0 | 0 | 0 | 0.13703 | 0.16363
1992 | 112.4688 | 0 | 0 | 0 | 0 | 0 | 0 | 0.17226 | 0.18359
1992 | 112.4792 | 0 | 0 | 0 | 0 | 0 | 0 | 0.16834 | 0.17161
1992 | 112.4896 | 0 | 0 | 0 | 0 | 0 | 0 | 0.18009 | 0.20354
1992 | 112.5 | 0 | 0 | 0 | 0 | 0 | 0 | 0.20358 | 0.18758
1992 | 112.5104 | 0 | 0 | 0 | 0 | 0 | 0 | 0.18009 | 0.20753
1992 | 112.5208 | 0 | 0 | 0 | 0 | 0 | 0 | 0.18401 | 0.18758
1992 | 112.5313 | 0 | 0 | 0 | 0 | 0 | 0 | 0.22707 | 0.21551
1992 | 112.5417 | 0 | 0 | 0 | 0 | 0 | 0 | 0.18792 | 0.18359
1992 | 112.5521 | 0 | 0 | 0 | 0 | 0 | 0 | 0.184 | 0.19955
1992 | 112.5625 | 0 | 0 | 0 | 0 | 0 | 0 | 0.22707 | 0.2195
1992 | 112.5729 | 0 | 0 | 0 | 0 | 0 | 0 | 0.1292 | 0.1796
1992 | 112.5833 | 0 | 0 | 0 | 0 | 0 | 0 | 0.22315 | 0.19157
1992 | 112.5938 | 0 | 0 | 0 | 0 | 0 | 0 | 0.2349 | 0.2235
1992 | 112.6042 | 0 | 0 | 0 | 0 | 0 | 0 | 0.17617 | 0.12372
1992 | 112.6146 | 0 | 0 | 0 | 0 | 0 | 0 | 0.22707 | 0.1756
1992 | 112.625 | 0 | 0 | 0 | 0 | 0 | 0 | 0.16835 | 0.15565
1992 | 112.6354 | 0 | 0 | 0 | 0 | 0 | 0 | 0.18401 | 0.15964
1992 | 112.6458 | 0 | 0 | 0 | 0 | 0 | 0 | 0.18792 | 0.14767
1992 | 112.6563 | 0 | 0 | 0 | 0 | 0 | 0 | 0.14877 | 0.13969
1992 | 112.6667 | 0 | 0 | 0 | 0 | 0 | 0 | 0.16443 | 0.13968
1992 | 112.6771 | 0 | 0 | 0 | 0 | 0 | 0 | 0.16052 | 0.13569
1992 | 112.6875 | 0 | 0 | 0 | 0 | 0 | 0 | 0.11745 | 0.12372
1992 | 112.6979 | 0 | 0 | 0 | 0 | 0 | 0 | 0.13311 | 0.095784
1992 | 112.7083 | 0 | 0 | 0 | 0 | 0 | 0 | 0.11353 | 0.10776
1992 | 112.7188 | 0 | 0 | 0 | 0 | 0 | 0 | 0.082215 | 0.099775
1992 | 112.7292 | 0 | 0 | 0 | 0 | 0 | 0 | 0.11745 | 0.091793
1992 | 112.7396 | 0 | 0 | 0 | 0 | 0 | 0 | 0.066555 | 0.075829
1992 | 112.75 | 0 | 0 | 0 | 0 | 0 | 0 | 0.03915 | 0.059865
1992 | 112.7604 | 0 | 0 | 0 | 0 | 0 | 0 | 0.05481 | 0.055874
1992 | 112.7708 | 0 | 0 | 0 | 0 | 0 | 0 | 0.027405 | 0.047892
1992 | 112.7813 | 0 | 0 | 0 | 0 | 0 | 0 | 0.00783 | 0.023946
1992 | 112.7917 | 0 | 0 | 0 | 0 | 0 | 0 | 0.035235 | 0.007982
1992 | 112.8021 | 0.01566 | 0 | 0 | 0 | 0 | 0 | 0.00783 | 0.011973
1992 | 112.8125 | 0 | 0 | 0 | 0 | 0 | 0 | -0.003915 | 0.015964
1992 | 112.8229 | 0 | 0 | 0 | 0 | 0 | 0 | 0.02349 | 0.003991
1992 | 112.8333 | 0 | 0 | 0 | 0 | 0 | 0 | 0.011745 | 0.011973
1992 | 112.8438 | 0 | 0 | 0 | 0 | 0 | 0 | -0.019575 | -0.003991
1992 | 112.8542 | 0 | 0.015964 | 0 | 0 | 0 | 0 | 0.02349 | 0.019955
1992 | 112.8646 | 0 | 0 | 0 | 0 | 0 | 0 | 0.00783 | 0.019955
1992 | 112.875 | 0 | 0 | 0 | 0 | 0 | 0 | 0 | 0.023946
1992 | 112.8854 | 0 | 0 | 0 | 0 | 0 | 0 | 0.01566 | 0.003991
1992 | 112.8958 | 0 | 0 | 0 | 0 | 0 | 0 | -0.003915 | 0.015964
1992 | 112.9063 | 0 | 0 | 0 | 0 | 0 | 0 | 0.003915 | 0.003991
1992 | 112.9167 | 0 | 0 | 0 | 0 | 0 | 0 | 0.011745 | 0.003991
1992 | 112.9271 | 0 | 0 | 0 | 0 | 0 | 0 | -0.003915 | 0
1992 | 112.9375 | 0 | 0 | 0 | 0 | 0 | 0 | 0.003915 | 0
1992 | 112.9479 | 0 | 0 | 0 | 0 | 0 | 0 | -0.011745 | 0.003991
1992 | 112.9583 | 0 | 0 | 0 | 0 | 0 | 0 | 0.019575 | 0.015964
1992 | 112.9688 | 0 | 0.007982 | 0 | 0 | 0 | 0 | -0.003915 | 0.003991
1992 | 112.9792 | 0 | 0 | 0 | 0 | 0 | 0 | 0.011745 | 0.003991
1992 | 112.9896 | 0 | 0 | 0 | 0 | 0 | 0 | 0 | 0.023946
1992 | 113 | 0 | 0 | 0 | 0 | 0 | 0 | 0.019575 | 0.023946
1992 | 113.0104 | 0 | 0 | 0 | 0 | 0 | 0 | 0.027405 | 0
1992 | 113.0208 | 0 | 0 | 0 | 0 | 0 | 0 | 0.011745 | 0.015964
1992 | 113.0313 | 0 | 0 | 0 | 0 | 0 | 0 | 0.02349 | 0.011973
1992 | 113.0417 | 0 | 0 | 0 | 0 | 0 | 0 | 0.019575 | 0.015964
1992 | 113.0521 | 0 | 0.007982 | 0 | 0 | 0 | 0 | 0.003915 | 0.003991
1992 | 113.0625 | 0 | 0 | 0 | 0 | 0 | 0 | 0.00783 | 0.015964
1992 | 113.0729 | 0 | 0 | 0 | 0 | 0 | 0 | 0 | 0.003991
1992 | 113.0833 | 0 | 0 | 0 | 0 | 0 | 0 | -0.003915 | 0
1992 | 113.0938 | 0 | 0 | 0 | 0 | 0 | 0 | 0.00783 | 0.011973
1992 | 113.1042 | 0 | 0 | 0 | 0 | 0 | 0 | 0.01566 | 0
1992 | 113.1146 | 0 | 0.007982 | 0 | 0 | 0 | 0 | -0.011745 | -0.003991
1992 | 113.125 | 0 | 0 | 0 | 0 | 0 | 0 | 0.003915 | 0.003991
1992 | 113.1354 | 0 | 0 | 0 | 0 | 0 | 0 | -0.003915 | 0.011973
1992 | 113.1458 | 0 | 0 | 0 | 0 | 0 | 0 | 0.003915 | 0.003991
1992 | 113.1563 | 0 | 0.015964 | 0 | 0 | 0 | 0 | -0.011745 | 0.003991
1992 | 113.1667 | 0 | 0 | 0 | 0 | 0 | 0 | 0.003915 | 0.007982
1992 | 113.1771 | 0 | 0 | 0 | 0 | 0 | 0 | 0.019575 | 0.015964
1992 | 113.1875 | 0 | 0 | 0 | 0 | 0 | 0 | -0.003915 | -0.011973
1992 | 113.1979 | 0 | 0 | 0 | 0 | 0 | 0 | -0.003915 | 0.003991
1992 | 113.2083 | 0 | 0 | 0 | 0 | 0 | 0 | -0.003915 | -0.003991
1992 | 113.2188 | 0 | 0 | 0 | 0 | 0 | 0 | 1.4211e-14 | 0.011973
1992 | 113.2292 | 0.01566 | 0 | 0 | 0 | 0 | 0 | 0.019575 | 0.003991
1992 | 113.2396 | 0 | 0 | 0 | 0 | 0 | 0 | 0.011745 | 0
1992 | 113.25 | 0 | 0 | 0 | 0 | 0 | 0 | 0.011745 | -0.007982
1992 | 113.2604 | 0.00783 | 0 | 0 | 0 | 0 | 0 | -0.003915 | 0.011973
1992 | 113.2708 | 0 | 0 | 0 | 0 | 0 | 0 | 0.00783 | 0.003991
1992 | 113.2813 | 0 | 0.007982 | 0 | 0 | 0 | 0 | -0.00783 | 0
1992 | 113.2917 | 0 | 0 | 0 | 0 | 0 | 0 | 0.003915 | 0.019955
1992 | 113.3021 | 0 | 0 | 0 | 0 | 0 | 0 | 0.00783 | 0.027937
1992 | 113.3125 | 0 | 0 | 0 | 0 | 0 | 0 | 0.019575 | 0.007982
1992 | 113.3229 | 0 | 0 | 0 | 0 | 0 | 0 | 0.011745 | 0.027937
1992 | 113.3333 | 0 | 0 | 0 | 0 | 0 | 0 | 0.035235 | 0.043901
1992 | 113.3438 | 0 | 0 | 0 | 0 | 0 | 0 | 0.05481 | 0.043901
1992 | 113.3542 | 0 | 0 | 0 | 0 | 0 | 0 | 0.02349 | 0.055874
1992 | 113.3646 | 0 | 0 | 0 | 0 | 0 | 0 | 0.05481 | 0.07982
1992 | 113.375 | 0 | 0 | 0 | 0 | 0 | 0 | 0.074385 | 0.055874
1992 | 113.3854 | 0 | 0 | 0 | 0 | 0 | 0 | 0.043065 | 0.07982
1992 | 113.3958 | 0 | 0 | 0 | 0 | 0 | 0 | 0.14485 | 0.11973
1992 | 113.4063 | 0 | 0 | 0 | 0 | 0 | 0 | 0.12528 | 0.10776
1992 | 113.4167 | 0 | 0 | 0 | 0 | 0 | 0 | 0.12136 | 0.13969
1992 | 113.4271 | 0 | 0 | 0 | 0 | 0 | 0 | 0.10179 | 0.07982
1992 | 113.4375 | 0 | 0 | 0 | 0 | 0 | 0 | 0.0783 | 0.10776
1992 | 113.4479 | 0 | 0 | 0 | 0 | 0 | 0 | 0.04698 | 0.087802
1992 | 113.4583 | 0 | 0 | 0 | 0 | 13.264 | 0 | 0 | 0.07982
1992 | 113.4688 | 0 | 0 | 0 | 0 | 18.2674 | 0 | 1.4211e-14 | 0.15166
1992 | 113.4792 | 0 | 0 | 0 | 0 | 0.02349 | 0 | 0.20358 | 0.12771
1992 | 113.4896 | 0 | 0 | 0 | 0 | 0 | 0 | 0.2075 | 0.1796
1992 | 113.5 | 0 | 0 | 0 | 0 | 0 | 0 | 0.24665 | 0.15964
1992 | 113.5104 | 0 | 0 | 0 | 0 | 0 | 0 | 0.36409 | 0.17161
1992 | 113.5208 | 0 | 0 | 0 | 0 | 0 | 0 | 0.30929 | 0.16363
1992 | 113.5313 | 0 | 0 | 0 | 0 | 0 | 0 | 0.22316 | 0.15964
1992 | 113.5417 | 0 | 0 | 0 | 0 | 0 | 0 | 0.33277 | 0.19955
1992 | 113.5521 | 0 | 0 | 0 | 0 | 0 | 0 | 0.34844 | 0.19157
1992 | 113.5625 | 0 | 0 | 0 | 0 | 0 | 0 | 0.32494 | 0.21152
1992 | 113.5729 | 0 | 0 | 0 | 0 | 0 | 0 | 0.45023 | 0.16762
1992 | 113.5833 | 0 | 0 | 0 | 0 | 0 | 0 | 0.34061 | 0.23547
1992 | 113.5938 | 0 | 0 | 0 | 0 | 0 | 0 | 0.38758 | 0.14368
1992 | 113.6042 | 0 | 0 | 0 | 0 | 0 | 0 | 0.38367 | 0.2195
1992 | 113.6146 | 0 | 0 | 0 | 0 | 0 | 0 | 0.41499 | 0.1756
1992 | 113.625 | 0 | 0 | 0 | 0 | 0 | 0 | 0.3132 | 0.17959
1992 | 113.6354 | 0 | 0 | 0 | 0 | 0 | 0 | 0.35235 | 0.13569
1992 | 113.6458 | 0 | 0 | 0 | 0 | 0 | 0 | 0.30145 | 0.17959
1992 | 113.6563 | 0 | 0 | 0 | 0 | 0 | 0 | 0.36018 | 0.1349
1992 | 113.6667 | 0 | 0 | 0 | 0 | 0 | 0 | 0.28971 | 0.21511
1992 | 113.6771 | 0 | 0 | 0 | 0 | 0 | 0 | 0.27797 | 0.11215
1992 | 113.6875 | 0 | 0 | 0 | 0 | 0 | 0 | 0.29754 | 0.16962
1992 | 113.6979 | 0 | 0 | 0 | 0 | 0 | 0 | 0.27797 | 0.16483
1992 | 113.7083 | 0 | 0 | 0 | 0 | 0 | 0 | 0.19575 | 0.14368
1992 | 113.7188 | 0 | 0 | 0 | 0 | 0 | 0 | 0.25448 | 0.13849
1992 | 113.7292 | 0 | 0 | 0 | 0 | 0 | 0 | 0.23881 | 0.088201
1992 | 113.7396 | 0 | 0 | 0 | 0 | 0 | 0 | 0.16051 | 0.12971
1992 | 113.75 | 0 | 0 | 0 | 0 | 0 | 0 | 0.17618 | 0.11095
1992 | 113.7604 | 0 | 0 | 0 | 0 | 0 | 0 | 0.19967 | 0.085008
1992 | 113.7708 | 0 | 0 | 0 | 0 | 0 | 0 | 0.10571 | 0.076627
1992 | 113.7813 | 0 | 0 | 0 | 0 | 0 | 0 | 0.1057 | 0.066251
1992 | 113.7917 | 0 | 0 | 0 | 0 | 0 | 0 | 0.08613 | 0.04869
1992 | 113.8021 | 0 | 0 | 0 | 0 | 0 | 0 | 0.0783 | 0.04869
1992 | 113.8125 | 0 | 0 | 0 | 0 | 0 | 0 | 0.0783 | 0.044699
1992 | 113.8229 | 0 | 0 | 0 | 0 | 0 | 0 | 0.01566 | 0.027538
1992 | 113.8333 | 0 | 0 | 0 | 0 | 0 | 0 | 0.035235 | 0.025542
1992 | 113.8438 | 0 | 0 | 0 | 0 | 0 | 0 | 0.019575 | 0.015565
1992 | 113.8542 | 0 | 0 | 0 | 0 | 0 | 0 | 0.003915 | 0.013968
1992 | 113.8646 | 0 | 0 | 0 | 0 | 0 | 0 | 0.02349 | 0.019157
1992 | 113.875 | 0 | 0 | 0 | 0 | 0 | 0 | 0.00783 | 0.015565
1992 | 113.8854 | 0 | 0 | 0 | 0 | 0 | 0 | 0.02349 | 0.0063856
1992 | 113.8958 | 0 | 0 | 0 | 0 | 0 | 0 | 0.00783 | 0.012771
1992 | 113.9063 | 0 | 0 | 0 | 0 | 0 | 0 | -0.00783 | 0.012771
1992 | 113.9167 | 0 | 0 | 0 | 0 | 0 | 0 | 0.027405 | 0.0047892
1992 | 113.9271 | 0 | 0 | 0 | 0 | 0 | 0 | 0.011745 | 0.029933
1992 | 113.9375 | 0 | 0 | 0 | 0 | 0 | 0 | 0.00783 | 0.0087802
1992 | 113.9479 | 0 | 0 | 0 | 0 | 0 | 0 | 0.04698 | 0.02235
1992 | 113.9583 | 0 | 0 | 0 | 0 | 0 | 0 | 0.03132 | 0.020753
1992 | 113.9688 | 0 | 0 | 0 | 0 | 0 | 0 | 0 | 0.025942
1992 | 113.9792 | 0 | 0 | 0 | 0 | 0 | 0 | 0.035235 | 0.010377
1992 | 113.9896 | 0 | 0 | 0 | 0 | 0 | 0 | 0.019575 | 0.017959
1992 | 114 | 0 | 0 | 0 | 0 | 0 | 0 | 0.003915 | 0.0027937
1992 | 114.0104 | 0 | 0 | 0 | 0 | 0 | 0 | 0.03132 | 0.019955
1992 | 114.0208 | 0 | 0 | 0 | 0 | 0 | 0 | 0.02349 | 0.012771
1992 | 114.0313 | 0 | 0 | 0 | 0 | 0 | 0 | 0.003915 | 0.016762
1992 | 114.0417 | 0.01566 | 0 | 0 | 0 | 0 | 0 | 0.02349 | 0.0091793
1992 | 114.0521 | 0 | 0 | 0 | 0 | 0 | 0 | 0.027405 | 0.019157
1992 | 114.0625 | 0 | 0 | 0 | 0 | 0 | 0 | 0.03132 | 0.019157
1992 | 114.0729 | 0 | 0 | 0 | 0 | 0 | 0 | 0.011745 | 0.014368
1992 | 114.0833 | 0 | 0 | 0 | 0 | 0 | 0 | 0.027405 | 0.025941
1992 | 114.0938 | 0 | 0 | 0 | 0 | 0 | 0 | 0.03132 | 0.01756
1992 | 114.1042 | 0 | 0 | 0 | 0 | 0 | 0 | 0.011745 | 0.011175
1992 | 114.1146 | 0 | 0 | 0 | 0 | 0 | 0 | 0.027405 | 0.016363
1992 | 114.125 | 0 | 0 | 0 | 0 | 0 | 0 | 0.03132 | 0.024345
1992 | 114.1354 | 0 | 0 | 0 | 0 | 0 | 0 | -0.003915 | 0.0059865
1992 | 114.1458 | 0 | 0 | 0 | 0 | 0 | 0 | 0.027405 | 0.014767
1992 | 114.1563 | 0 | 0 | 0 | 0 | 0 | 0 | 0.01566 | 0.028735
1992 | 114.1667 | 0 | 0 | 0 | 0 | 0 | 0 | -0.00783 | -0.0023946
1992 | 114.1771 | 0 | 0 | 0 | 0 | 0 | 0 | 0.02349 | 0.012372
1992 | 114.1875 | 0 | 0 | 0 | 0 | 0 | 0 | 0.019575 | 0.01796
1992 | 114.1979 | 0 | 0 | 0 | 0 | 0 | 0 | 0.01566 | -0.0007982
1992 | 114.2083 | 0 | 0 | 0 | 0 | 0 | 0 | 0.01566 | 0.0043901
1992 | 114.2188 | 0 | 0 | 0 | 0 | 0 | 0 | -0.003915 | 0.0095784
1992 | 114.2292 | 0 | 0 | 0 | 0 | 0 | 0 | -0.011745 | 0.0027937
1992 | 114.2396 | 0 | 0 | 0 | 0 | 0 | 0 | 0.02349 | 0.0047892
1992 | 114.25 | 0.01566 | 0 | 0 | 0 | 0 | 0 | 0.011745 | 0.011574
1992 | 114.2604 | 0 | 0 | 0 | 0 | 0 | 0 | 0.01566 | -0.0019955
1992 | 114.2708 | 0.00783 | 0 | 0 | 0 | 0 | 0 | 0.003915 | 0.0083811
1992 | 114.2813 | 0 | 0 | 0 | 0 | 0 | 0 | 0.003915 | 0.0059865
1992 | 114.2917 | 0 | 0 | 0 | 0 | 0 | 0 | 0.01566 | 0.012771
1992 | 114.3021 | 0 | 0 | 0 | 0 | 0 | 0 | 0.011745 | 0.018359
1992 | 114.3125 | 0 | 0 | 0 | 0 | 0 | 0 | 0.01566 | 0.027937
1992 | 114.3229 | 0 | 0 | 0 | 0 | 0 | 0 | 0.058725 | 0.063058
1992 | 114.3333 | 0 | 0 | 0 | 0 | 0 | 0 | 0.05481 | 0.063058
1992 | 114.3438 | 0 | 0 | 0 | 0 | 0 | 0 | 0.066555 | 0.077825
1992 | 114.3542 | 0 | 0 | 0 | 0 | 0 | 0 | 0.058725 | 0.076627
1992 | 114.3646 | 0 | 0 | 0 | 0 | 0 | 0 | 0.097875 | 0.088999
1992 | 114.375 | 0 | 0 | 0 | 0 | 0 | 0 | 0.10179 | 0.10496
1992 | 114.3854 | 0 | 0 | 0 | 0 | 0 | 0 | 0.10571 | 0.10816
1992 | 114.3958 | 0 | 0 | 0 | 0 | 0 | 0 | 0.14877 | 0.14208
1992 | 114.4063 | 0 | 0 | 0 | 0 | 0 | 0 | 0.11745 | 0.10177
1992 | 114.4167 | 0 | 0 | 0 | 0 | 0 | 0 | 0.10571 | 0.11295
1992 | 114.4271 | 0 | 0 | 0 | 0 | 0 | 0 | 0.16443 | 0.14328
1992 | 114.4375 | 0 | 0 | 0 | 0 | 0 | 0 | 0.12528 | 0.15485
1992 | 114.4479 | 0 | 0 | 0 | 0 | 0 | 0 | 0.15269 | 0.17441
1992 | 114.4583 | 0 | 0 | 0 | 0 | 0 | 0 | 0.19966 | 0.12851
1992 | 114.4688 | 0 | 0 | 0 | 0 | 0 | 0 | 0.18401 | 0.17481
1992 | 114.4792 | 0 | 0 | 0 | 0 | 0 | 0 | 0.16443 | 0.16203
1992 | 114.4896 | 0 | 0 | 0 | 0 | 0 | 0 | 0.21924 | 0.17121
1992 | 114.5 | 0 | 0 | 0 | 0 | 0 | 0 | 0.22315 | 0.17321
1992 | 114.5104 | 0 | 0 | 0 | 0 | 0 | 0 | 0.21924 | 0.18319
1992 | 114.5208 | 0 | 0 | 0 | 0 | 0 | 0 | 0.21532 | 0.18079
1992 | 114.5313 | 0 | 0 | 0 | 0 | 0 | 0 | 0.2349 | 0.1792
1992 | 114.5417 | 0 | 0 | 0 | 0 | 0 | 0 | 0.21924 | 0.18957
1992 | 114.5521 | 0 | 0 | 0 | 0 | 0 | 0 | 0.2349 | 0.18478
1992 | 114.5625 | 0 | 0 | 0 | 0 | 0 | 0 | 0.28188 | 0.18199
1992 | 114.5729 | 0 | 0 | 0 | 0 | 0 | 0 | 0.23881 | 0.1788
1992 | 114.5833 | 0 | 0 | 0 | 0 | 0 | 0 | 0.23098 | 0.17321
1992 | 114.5938 | 0 | 0 | 0 | 0 | 0 | 0 | 0.27797 | 0.18957
1992 | 114.6042 | 0 | 0 | 0 | 0 | 0 | 0 | 0.25447 | 0.16962
1992 | 114.6146 | 0 | 0 | 0 | 0 | 0 | 0 | 0.2349 | 0.17081
1992 | 114.625 | 0 | 0 | 0 | 0 | 0 | 0 | 0.18401 | 0.16084
1992 | 114.6354 | 0 | 0 | 0 | 0 | 0 | 0 | 0.25056 | 0.16722
1992 | 114.6458 | 0 | 0 | 0 | 0 | 0 | 0 | 0.19967 | 0.14527
1992 | 114.6563 | 0 | 0 | 0 | 0 | 0 | 0 | 0.20358 | 0.16642
1992 | 114.6667 | 0 | 0 | 0 | 0 | 0 | 0 | 0.21141 | 0.14647
1992 | 114.6771 | 0 | 0 | 0 | 0 | 0 | 0 | 0.1566 | 0.12292
1992 | 114.6875 | 0 | 0 | 0 | 0 | 0 | 0 | 0.1566 | 0.14328
1992 | 114.6979 | 0 | 0 | 0 | 0 | 0 | 0 | 0.21924 | 0.1341
1992 | 114.7083 | 0 | 0 | 0 | 0 | 0 | 0 | 0.14094 | 0.12691
1992 | 114.7188 | 0 | 0 | 0 | 0 | 0 | 0 | 0.16443 | 0.11175
1992 | 114.7292 | 0 | 0 | 0 | 0 | 0 | 0 | 0.16051 | 0.10935
1992 | 114.7396 | 0 | 0 | 0 | 0 | 0 | 0 | 0.13311 | 0.094188
1992 | 114.75 | 0 | 0 | 0 | 0 | 0 | 0 | 0.07047 | 0.077425
1992 | 114.7604 | 0 | 0 | 0 | 0 | 0 | 0 | 0.08613 | 0.073834
1992 | 114.7708 | 0 | 0 | 0 | 0 | 0 | 0 | 0.027405 | 0.035121
1992 | 114.7813 | 0 | 0 | 0 | 0 | 0 | 0 | 0.019575 | 0.033125
1992 | 114.7917 | 0 | 0 | 0 | 0 | 0 | 0 | 0 | 0.01796
1992 | 114.8021 | 0 | 0 | 0 | 0 | 0 | 0 | 0.00783 | 0.0099775
1992 | 114.8125 | 0 | 0 | 0 | 0 | 0 | 0 | 0.003915 | 0.003991
1992 | 114.8229 | 0 | 0 | 0 | 0 | 0 | 0 | 0 | 0.013569
1992 | 114.8333 | 0 | 0 | 0 | 0 | 0 | 0 | 0.011745 | -0.0087802
1992 | 114.8438 | 0 | 0 | 0 | 0 | 0 | 0 | -0.011745 | 0.0047892
1992 | 114.8542 | 0 | 0 | 0 | 0 | 0 | 0 | 0.027405 | 0.01317
1992 | 114.8646 | 0 | 0 | 0 | 0 | 0 | 0 | -0.019575 | 0.0055874
1992 | 114.875 | 0 | 0 | 0 | 0 | 0 | 0 | 0.01566 | 0.015166
1992 | 114.8854 | 0 | 0 | 0 | 0 | 0 | 0 | 0.01566 | 0.015166
1992 | 114.8958 | 0.00783 | 0 | 0 | 0 | 0 | 0 | -0.00783 | 0.0083811
1992 | 114.9063 | 0 | 0 | 0 | 0 | 0 | 0 | 0.019575 | 0.010776
1992 | 114.9167 | 0 | 0.007982 | 0 | 0 | 0 | 0 | 0.00783 | 0.01317
1992 | 114.9271 | 0 | 0 | 0 | 0 | 0 | 0 | 0.00783 | 0.015964
1992 | 114.9375 | 0 | 0 | 0 | 0 | 0 | 0 | 0.011745 | 0.011574
1992 | 114.9479 | 0 | 0 | 0 | 0 | 0 | 0 | 0.011745 | 0.015565
1992 | 114.9583 | 0 | 0 | 0 | 0 | 0 | 0 | 0.019575 | 0.013969
1992 | 114.9688 | 0 | 0 | 0 | 0 | 0 | 0 | 0.003915 | 0.013569
1992 | 114.9792 | 0 | 0 | 0 | 0 | 0 | 0 | 0.01566 | -0.0055874
1992 | 114.9896 | 0 | 0 | 0 | 0 | 0 | 0 | -0.00783 | 0.016762
1992 | 115 | 0 | 0 | 0 | 0 | 0 | 0 | 0.011745 | 0.01756
1992 | 115.0104 | 0 | 0 | 0 | 0 | 0 | 0 | 0.027405 | 0.0087802
1992 | 115.0208 | 0 | 0 | 0 | 0 | 0 | 0 | -0.00783 | 0.0099775
1992 | 115.0313 | 0 | 0 | 0 | 0 | 0 | 0 | 0.003915 | 0.0095784
1992 | 115.0417 | 0 | 0 | 0 | 0 | 0 | 0 | 0.00783 | 0.0043901
1992 | 115.0521 | 0 | 0 | 0 | 0 | 0 | 0 | 0.01566 | 0.0023946
1992 | 115.0625 | 0 | 0 | 0 | 0 | 0 | 0 | -0.03132 | 0.0019955
1992 | 115.0729 | 0 | 0 | 0 | 0 | 0 | 0 | 0.019575 | -0.0011973
1992 | 115.0833 | 0 | 0 | 0 | 0 | 0 | 0 | 0.003915 | 0.0007982
1992 | 115.0938 | 0 | 0 | 0 | 0 | 0 | 0 | 0.003915 | 0.003991
1992 | 115.1042 | 0.02349 | 0 | 0 | 0 | 0 | 0 | 0.00783 | -0.019556
1992 | 115.1146 | 0 | 0.0087802 | 0 | 0 | 0 | 0 | 0.01566 | -0.0011973
1992 | 115.125 | 0 | 0 | 0 | 0 | 0 | 0 | 0.019575 | 0.0011973
1992 | 115.1354 | 0.03132 | 0 | 0 | 0 | 0 | 0 | 0.00783 | 0.0087802
1992 | 115.1458 | 0 | 0 | 0 | 0 | 0 | 0 | 0.02349 | -0.0027937
1992 | 115.1563 | 0 | 0 | 0 | 0 | 0 | 0 | 0.02349 | 0.01317
1992 | 115.1667 | 0 | 0 | 0 | 0 | 0 | 0 | 0.019575 | -0.0035919
1992 | 115.1771 | 0.01566 | 0.021551 | 0 | 0 | 0 | 0 | -0.011745 | 0.0027937
1992 | 115.1875 | 0 | 0 | 0 | 0 | 0 | 0 | 0.02349 | 0.047094
1992 | 115.1979 | 0 | 0 | 0 | 0 | 0 | 0 | 0.027405 | -0.0035919
1992 | 115.2083 | 0 | 0 | 0 | 0 | 0 | 0 | 0.019575 | 0.025542
1992 | 115.2188 | 0 | 0 | 0 | 0 | 0 | 0 | 0.02349 | 0.020753
1992 | 115.2292 | 0 | 0 | 0 | 0 | 0 | 0 | 0.01566 | 0.01317
1992 | 115.2396 | 0 | 0 | 0 | 0 | 0 | 0 | 0.02349 | 0.0043901
1992 | 115.25 | 0 | 0 | 0 | 0 | 0 | 0 | 0.003915 | 0.01756
1992 | 115.2604 | 0 | 0 | 0 | 0 | 0 | 0 | 0.00783 | 0.0091793
1992 | 115.2708 | 0 | 0 | 0 | 0 | 0 | 0 | 0.01566 | 0.0067847
1992 | 115.2813 | 0 | 0 | 0 | 0 | 0 | 0 | 0.027405 | 0.031928
1992 | 115.2917 | 0 | 0 | 0 | 0 | 0 | 0 | 0.043065 | 0.0051883
1992 | 115.3021 | 0 | 0 | 0 | 0 | 0 | 0 | 0.06264 | -0.0087802
1992 | 115.3125 | 0 | 0 | 0 | 0 | 0 | 0 | 0.05481 | 0.081017
1992 | 115.3229 | 0 | 0 | 0 | 0 | 0 | 0 | 0.04698 | 0.055076
1992 | 115.3333 | 0 | 0 | 0 | 0 | 0 | 0 | 0.10179 | 0.060663
1992 | 115.3438 | 0 | 0 | 0 | 0 | 0 | 0 | 0.1566 | 0.052282
1992 | 115.3542 | 0 | 0 | 0 | 0 | 0 | 0 | 0.082215 | 0.085407
1992 | 115.3646 | 0 | 0 | 0 | 0 | 0 | 0 | 0.10571 | 0.10856
1992 | 115.375 | 0 | 0 | 0 | 0 | 0 | 0 | 0.184 | 0.078224
1992 | 115.3854 | 0 | 0 | 0 | 0 | 0 | 0 | 0.14094 | 0.094587
1992 | 115.3958 | 0 | 0 | 0 | 0 | 0 | 0 | 0.15269 | 0.10496
1992 | 115.4063 | 0 | 0 | 0 | 0 | 0 | 0 | 0.16834 | 0.12931
1992 | 115.4167 | 0 | 0 | 0 | 0 | 0 | 0 | 0.17618 | 0.11734
1992 | 115.4271 | 0 | 0 | 0 | 0 | 0 | 0 | 0.18401 | 0.12013
1992 | 115.4375 | 0 | 0 | 0 | 0 | 0 | 0 | 0.19575 | 0.14727
1992 | 115.4479 | 0 | 0 | 0 | 0 | 0 | 0 | 0.18009 | 0.11773
1992 | 115.4583 | 0 | 0 | 0 | 0 | 0 | 0 | 0.21924 | 0.15365
1992 | 115.4688 | 0 | 0 | 0 | 0 | 0 | 0 | 0.21924 | 0.12412
1992 | 115.4792 | 0 | 0 | 0 | 0 | 0 | 0 | 0.21924 | 0.14527
1992 | 115.4896 | 0 | 0 | 0 | 0 | 0 | 0 | 0.23882 | 0.13968
1992 | 115.5 | 0 | 0 | 0 | 0 | 0 | 0 | 0.23881 | 0.16762
1992 | 115.5104 | 0 | 0 | 0 | 0 | 0 | 0 | 0.21533 | 0.14807
1992 | 115.5208 | 0 | 0 | 0 | 0 | 0 | 0 | 0.25839 | 0.14966
1992 | 115.5313 | 0 | 0 | 0 | 0 | 0 | 0 | 0.24273 | 0.16642
1992 | 115.5417 | 0 | 0 | 0 | 0 | 0 | 0 | 0.22315 | 0.15445
1992 | 115.5521 | 0 | 0 | 0 | 0 | 0 | 0 | 0.25056 | 0.14408
1992 | 115.5625 | 0 | 0 | 0 | 0 | 0 | 0 | 0.25056 | 0.16802
1992 | 115.5729 | 0 | 0 | 0 | 0 | 0 | 0 | 0.23881 | 0.15445
1992 | 115.5833 | 0 | 0 | 0 | 0 | 0 | 0 | 0.22276 | 0.16483
1992 | 115.5938 | 0 | 0 | 0 | 0 | 0 | 0 | 0.20906 | 0.14527
1992 | 115.6042 | 0 | 0 | 0 | 0 | 0 | 0 | 0.22198 | 0.16273
1992 | 115.6146 | 0 | 0 | 0 | 0 | 0 | 0 | 0.20358 | 0.14188
1992 | 115.625 | 0 | 0 | 0 | 0 | 0 | 0 | 0.21924 | 0.14797
1992 | 115.6354 | 0 | 0 | 0 | 0 | 0 | 0 | 0.19967 | 0.14048
1992 | 115.6458 | 0 | 0 | 0 | 0 | 0 | 0 | 0.19966 | 0.13649
1992 | 115.6563 | 0 | 0 | 0 | 0 | 0 | 0 | 0.1752 | 0.13051
1992 | 115.6667 | 0 | 0 | 0 | 0 | 0 | 0 | 0.16326 | 0.11654
1992 | 115.6771 | 0 | 0 | 0 | 0 | 0 | 0 | 0.14466 | 0.11015
1992 | 115.6875 | 0 | 0 | 0 | 0 | 0 | 0 | 0.14486 | 0.10736
1992 | 115.6979 | 0 | 0 | 0 | 0 | 0 | 0 | 0.14486 | 0.10337
1992 | 115.7083 | 0 | 0 | 0 | 0 | 0 | 0 | 0.12136 | 0.094587
1992 | 115.7188 | 0 | 0 | 0 | 0 | 0 | 0 | 0.10179 | 0.07543
1992 | 115.7292 | 0 | 0 | 0 | 0 | 0 | 0 | 0.0783 | 0.072237
1992 | 115.7396 | 0 | 0 | 0 | 0 | 0 | 0 | 0.10179 | 0.059865
1992 | 115.75 | 0 | 0 | 0 | 0 | 0 | 0 | 0.07047 | 0.061861
1992 | 115.7604 | 0 | 0 | 0 | 0 | 0 | 0 | 0.0783 | 0.059865
1992 | 115.7708 | 0 | 0 | 0 | 0 | 0 | 0 | 0.058725 | 0.041905
1992 | 115.7813 | 0 | 0 | 0 | 0 | 0 | 0 | 0.03915 | 0.042305
1992 | 115.7917 | 0 | 0 | 0 | 0 | 0 | 0 | 0.06264 | 0.033524
1992 | 115.8021 | 0 | 0 | 0 | 0 | 0 | 0 | 0.04698 | 0.031529
1992 | 115.8125 | 0 | 0 | 0 | 0 | 0 | 0 | 0.03915 | 0.029134
1992 | 115.8229 | 0 | 0 | 0 | 0 | 0 | 0 | 0 | 0.024345
1992 | 115.8333 | 0 | 0 | 0 | 0 | 0 | 0 | 0.027405 | 0.019556
1992 | 115.8438 | 0 | 0 | 0 | 0 | 0 | 0 | 0.019575 | 0.019556
1992 | 115.8542 | 0 | 0 | 0 | 0 | 0 | 0 | 0.02349 | 0.015964
1992 | 115.8646 | 0 | 0 | 0 | 0 | 0 | 0 | 0 | 0.018359
1992 | 115.875 | 0 | 0 | 0 | 0 | 0 | 0 | 0.019575 | 0.019157
1992 | 115.8854 | 0 | 0 | 0 | 0 | 0 | 0 | 0.019575 | 0.0095784
1992 | 115.8958 | 0 | 0 | 0 | 0 | 0 | 0 | 0.01566 | 0.013569
1992 | 115.9063 | 0.01566 | 0 | 0 | 0 | 0 | 0 | 0.02349 | 0.01756
1992 | 115.9167 | 0 | 0 | 0 | 0 | 0 | 0 | 0.011745 | 0.018359
1992 | 115.9271 | 0 | 0 | 0 | 0 | 0 | 0 | 0.02349 | 0.013569
1992 | 115.9375 | 0 | 0 | 0 | 0 | 0 | 0 | 0 | 0.016363
1992 | 115.9479 | 0 | 0 | 0 | 0 | 0 | 0 | 0.01566 | 0.012771
1992 | 115.9583 | 0 | 0 | 0 | 0 | 0 | 0 | 0.003915 | -0.0003991
1992 | 115.9688 | 0 | 0 | 0 | 0 | 0 | 0 | 0.00783 | 0.0071838
1992 | 115.9792 | 0 | 0 | 0 | 0 | 0 | 0 | -0.011745 | 0.0023946
1992 | 115.9896 | 0 | 0 | 0 | 0 | 0 | 0 | 0.02349 | 0.0019955
1992 | 116 | 0 | 0 | 0 | 0 | 0 | 0 | -0.00783 | 0.0051883
1992 | 116.0104 | 0 | 0 | 0 | 0 | 0 | 0 | 0.011745 | 0.0007982
1992 | 116.0208 | 0 | 0 | 0 | 0 | 0 | 0 | -0.003915 | -0.0003991
1992 | 116.0313 | 0 | 0 | 0 | 0 | 0 | 0 | 0.00783 | 0.003991
1992 | 116.0417 | 0 | 0 | 0 | 0 | 0 | 0 | 0.003915 | -0.0051883
1992 | 116.0521 | 0 | 0 | 0 | 0 | 0 | 0 | 0.011745 | 0.013569
1992 | 116.0625 | 0 | 0.015964 | 0 | 0 | 0 | 0 | 0 | -0.0011973
1992 | 116.0729 | 0 | 0 | 0 | 0 | 0 | 0 | 0.00783 | 0.021152
1992 | 116.0833 | 0 | 0 | 0 | 0 | 0 | 0 | 0 | -0.0011973
1992 | 116.0938 | 0 | 0 | 0 | 0 | 0 | 0 | 0.003915 | 0.0003991
1992 | 116.1042 | 0 | 0 | 0 | 0 | 0 | 0 | 0.003915 | -0.0027937
1992 | 116.1146 | 0 | 0 | 0 | 0 | 0 | 0 | 0.00783 | 0.003991
1992 | 116.125 | 0 | 0 | 0 | 0 | 0 | 0 | -0.003915 | -0.0015964
1992 | 116.1354 | 0 | 0 | 0 | 0 | 0 | 0 | -0.003915 | 0.0035919
1992 | 116.1458 | 0 | 0 | 0 | 0 | 0 | 0 | -0.003915 | -0.0007982
1992 | 116.1563 | 0.00783 | 0 | 0 | 0 | 0 | 0 | 0.00783 | 0.0015964
1992 | 116.1667 | 0 | 0 | 0 | 0 | 0 | 0 | 0 | 0.0003991
1992 | 116.1771 | 0 | 0 | 0 | 0 | 0 | 0 | -0.003915 | 0.0031928
1992 | 116.1875 | 0 | 0 | 0 | 0 | 0 | 0 | 0.003915 | -0.0059865
1992 | 116.1979 | 0 | 0 | 0 | 0 | 0 | 0 | 0.003915 | 0.0035919
1992 | 116.2083 | 0 | 0 | 0 | 0 | 0 | 0 | 0.003915 | -0.0003991
1992 | 116.2188 | 0 | 0 | 0 | 0 | 0 | 0 | 0.003915 | 0.0007982
1992 | 116.2292 | 0 | 0 | 0 | 0 | 0 | 0 | -0.003915 | 0.0031928
1992 | 116.2396 | 0 | 0 | 0 | 0 | 0 | 0 | 0.003915 | 0.003991
1992 | 116.25 | 0 | 0 | 0 | 0 | 0 | 0 | 0.01566 | 0.0027937
1992 | 116.2604 | 0 | 0 | 0 | 0 | 0 | 0 | 0 | 0.0063856
1992 | 116.2708 | 0 | 0 | 0 | 0 | 0 | 0 | 0.01566 | 0.0035919
1992 | 116.2813 | 0 | 0 | 0 | 0 | 0 | 0 | -0.00783 | 0.010377
1992 | 116.2917 | 0 | 0 | 0 | 0 | 0 | 0 | 0.035235 | 0.011175
1992 | 116.3021 | 0 | 0 | 0 | 0 | 0 | 0 | -0.003915 | 0.011175
1992 | 116.3125 | 0 | 0 | 0 | 0 | 0 | 0 | 0.027405 | 0.023547
1992 | 116.3229 | 0 | 0 | 0 | 0 | 0 | 0 | 0.02349 | 0.02674
1992 | 116.3333 | 0 | 0 | 0 | 0 | 0 | 0 | 0.050895 | 0.036318
1992 | 116.3438 | 0 | 0 | 0 | 0 | 0 | 0 | 0.01566 | 0.032327
1992 | 116.3542 | 0 | 0 | 0 | 0 | 0 | 0 | 0.0783 | 0.063457
1992 | 116.3646 | 0 | 0 | 0 | 0 | 0 | 0 | 0.08613 | 0.070641
1992 | 116.375 | 0 | 0 | 0 | 0 | 0 | 0 | 0.05481 | 0.077825
1992 | 116.3854 | 0 | 0 | 0 | 0 | 0 | 0 | 0.090045 | 0.07543
1992 | 116.3958 | 0 | 0 | 0 | 0 | 0 | 0 | 0.06264 | 0.067049
1992 | 116.4063 | 0 | 0 | 0 | 0 | 0 | 0 | 0.07047 | 0.063457
1992 | 116.4167 | 0 | 0 | 0 | 0 | 0 | 0 | 0.07047 | 0.064654
1992 | 116.4271 | 0 | 0 | 0 | 0 | 0 | 0 | 0.050895 | 0.063856
1992 | 116.4375 | 0 | 0 | 0 | 0 | 0 | 0 | 0.07047 | 0.060264
1992 | 116.4479 | 0 | 0 | 0 | 0 | 0 | 0 | 0.066555 | 0.066251
1992 | 116.4583 | 0 | 0 | 0 | 0 | 0 | 0 | 0.090045 | 0.069044
1992 | 116.4688 | 0 | 0 | 0 | 0 | 0 | 0 | 0.07047 | 0.083412
1992 | 116.4792 | 0 | 0 | 0 | 0 | 0 | 0 | 0.10571 | 0.09738
1992 | 116.4896 | 0 | 0 | 0 | 0 | 0 | 0 | 0.12136 | 0.096981
1992 | 116.5 | 0 | 0 | 0 | 0 | 0 | 0 | 0.082215 | 0.092192
1992 | 116.5104 | 0 | 0 | 0 | 0 | 0 | 0 | 0.12919 | 0.10696
1992 | 116.5208 | 0 | 0 | 0 | 0 | 0 | 0 | 0.14094 | 0.11494
1992 | 116.5313 | 0 | 0 | 0 | 0 | 0 | 0 | 0.19184 | 0.13649
1992 | 116.5417 | 0 | 0 | 0 | 0 | 0 | 0 | 0.10962 | 0.10975
1992 | 116.5521 | 0 | 0 | 0 | 0 | 0 | 0 | 0.14486 | 0.10616
1992 | 116.5625 | 0 | 0 | 0 | 0 | 0 | 0 | 0.10179 | 0.0886
1992 | 116.5729 | 0 | 0 | 0 | 0 | 0 | 0 | 0.082215 | 0.08421
1992 | 116.5833 | 0 | 0 | 0 | 0 | 0 | 0 | 0.1292 | 0.081017
1992 | 116.5938 | 0 | 0 | 0 | 0 | 0 | 0 | 0.12919 | 0.10736
1992 | 116.6042 | 0 | 0 | 0 | 0 | 0 | 0 | 0.20358 | 0.14607
1992 | 116.6146 | 0 | 0 | 0 | 0 | 0 | 0 | 0.16834 | 0.1329
1992 | 116.625 | 0 | 0 | 0 | 0 | 0 | 0 | 0.18009 | 0.1325
1992 | 116.6354 | 0 | 0 | 0 | 0 | 0 | 0 | 0.18401 | 0.10935
1992 | 116.6458 | 0 | 0 | 0 | 0 | 0 | 0 | 0.16834 | 0.12013
1992 | 116.6563 | 0 | 0 | 0 | 0 | 0 | 0 | 0.16443 | 0.11175
1992 | 116.6667 | 0 | 0 | 0 | 0 | 0 | 0 | 0.17226 | 0.11095
1992 | 116.6771 | 0 | 0 | 0 | 0 | 0 | 0 | 0.12528 | 0.10816
1992 | 116.6875 | 0 | 0 | 0 | 0 | 0 | 0 | 0.10962 | 0.082614
1992 | 116.6979 | 0 | 0 | 0 | 0 | 0 | 0 | 0.09396 | 0.07982
1992 | 116.7083 | 0 | 0 | 0 | 0 | 0 | 0 | 0.09396 | 0.075829
1992 | 116.7188 | 0 | 0 | 0 | 0 | 0 | 0 | 0.090045 | 0.063457
1992 | 116.7292 | 0 | 0 | 0 | 0 | 0 | 0 | 0.08613 | 0.072636
1992 | 116.7396 | 0 | 0 | 0 | 0 | 0 | 0 | 0.058725 | 0.055076
1992 | 116.75 | 0 | 0 | 0 | 0 | 0 | 0 | 0.066555 | 0.045497
1992 | 116.7604 | 0 | 0 | 0 | 0 | 0 | 0 | 0.035235 | 0.045098
1992 | 116.7708 | 0 | 0 | 0 | 0 | 0 | 0 | 0.05481 | 0.037116
1992 | 116.7813 | 0 | 0 | 0 | 0 | 0 | 0 | 0.019575 | 0.031928
1992 | 116.7917 | 0 | 0 | 0 | 0 | 0 | 0 | 0.027405 | 0.029533
1992 | 116.8021 | 0 | 0 | 0 | 0 | 0 | 0 | 0.019575 | 0.0095784
1992 | 116.8125 | 0 | 0 | 0 | 0 | 0 | 0 | 2.8422e-14 | 0.0095784
1992 | 116.8229 | 0 | 0 | 0 | 0 | 0 | 0 | 0.011745 | 0.013569
1992 | 116.8333 | 0 | 0 | 0 | 0 | 0 | 0 | 0.00783 | 0.0055874
1992 | 116.8438 | 0 | 0 | 0 | 0 | 0 | 0 | -0.003915 | 0.0023946
1992 | 116.8542 | 0.00783 | 0 | 0 | 0 | 0 | 0 | 0.00783 | 0.0011973
1992 | 116.8646 | 0 | 0 | 0 | 0 | 0 | 0 | 0.011745 | 0.0091793
1992 | 116.875 | 0 | 0 | 0 | 0 | 0 | 0 | 0 | 0.0023946
1992 | 116.8854 | 0 | 0 | 0 | 0 | 0 | 0 | 0.003915 | 0.0019955
1992 | 116.8958 | 0 | 0 | 0 | 0 | 0 | 0 | -0.00783 | 0.0031928
1992 | 116.9063 | 0 | 0 | 0 | 0 | 0 | 0 | 0.019575 | 0.0067847
1992 | 116.9167 | 0 | 0 | 0 | 0 | 0 | 0 | -0.003915 | 0.0075829
1992 | 116.9271 | 0 | 0 | 0 | 0 | 0 | 0 | 0.00783 | 0.0055874
1992 | 116.9375 | 0 | 0 | 0 | 0 | 0 | 0 | -0.011745 | 0.0087802
1992 | 116.9479 | 0 | 0 | 0 | 0 | 0 | 0 | 0.01566 | 0.0015964
1992 | 116.9583 | 0 | 0 | 0 | 0 | 0 | 0 | 0 | 0.0031928
1992 | 116.9688 | 0 | 0 | 0 | 0 | 0 | 0 | 0.003915 | 0.01317
1992 | 116.9792 | 0 | 0 | 0 | 0 | 0 | 0 | -0.00783 | -0.0015964
1992 | 116.9896 | 0 | 0 | 0 | 0 | 0 | 0 | 0.011745 | -0.0015964
1992 | 117 | 0 | 0 | 0 | 0 | 0 | 0 | -0.00783 | 0.0059865
1992 | 117.0104 | 0 | 0 | 0 | 0 | 0 | 0 | 0.01566 | 0.0019955
1992 | 117.0208 | 0 | 0 | 0 | 0 | 0 | 0 | 0.00783 | 0.0043901
1992 | 117.0313 | 0 | 0 | 0 | 0 | 0 | 0 | -0.01566 | 0.0023946
1992 | 117.0417 | 0 | 0 | 0 | 0 | 0 | 0 | 0.01566 | 0.0059865
1992 | 117.0521 | 0 | 0 | 0 | 0 | 0 | 0 | 0 | 0.003991
1992 | 117.0625 | 0 | 0 | 0 | 0 | 0 | 0 | 0.00783 | 0.0083811
1992 | 117.0729 | 0 | 0 | 0 | 0 | 0 | 0 | 0.019575 | 0.0075829
1992 | 117.0833 | 0 | 0 | 0 | 0 | 0 | 0 | 0.00783 | 0.0031928
1992 | 117.0938 | 0 | 0 | 0 | 0 | 0 | 0 | 0.00783 | 0.0063856
1992 | 117.1042 | 0 | 0 | 0 | 0 | 0 | 0 | 0.00783 | 0.003991
1992 | 117.1146 | 0 | 0 | 0 | 0 | 0 | 0 | 0 | 0.0091793
1992 | 117.125 | 0 | 0 | 0 | 0 | 0 | 0 | 0.01566 | 0.0035919
1992 | 117.1354 | 0 | 0 | 0 | 0 | 0 | 0 | 0.019575 | 0.0063856
1992 | 117.1458 | 0 | 0 | 0 | 0 | 0 | 0 | 0.00783 | 0.0095784
1992 | 117.1563 | 0 | 0 | 0 | 0 | 0 | 0 | 0.011745 | 0.0063856
1992 | 117.1667 | 0 | 0 | 0 | 0 | 0 | 0 | -0.003915 | 0.0043901
1992 | 117.1771 | 0 | 0 | 0 | 0 | 0 | 0 | 0.03132 | 0.011175
1992 | 117.1875 | 0 | 0 | 0 | 0 | 0 | 0 | 0.003915 | 0.0011973
1992 | 117.1979 | 0 | 0 | 0 | 0 | 0 | 0 | 0.011745 | 0.0051883
1992 | 117.2083 | 0 | 0 | 0 | 0 | 0 | 0 | -0.003915 | 0.012372
1992 | 117.2188 | 0 | 0 | 0 | 0 | 0 | 0 | 0.019575 | 0.003991
1992 | 117.2292 | 0 | 0 | 0 | 0 | 0 | 0 | 0 | 0.0067847
1992 | 117.2396 | 0 | 0 | 0 | 0 | 0 | 0 | 0.02349 | 0.018758
1992 | 117.25 | 0 | 0 | 0 | 0 | 0 | 0 | 0.003915 | 0.0063856
1992 | 117.2604 | 0.00783 | 0 | 0 | 0 | 0 | 0 | 0.02349 | 0.0019955
1992 | 117.2708 | 0 | 0 | 0 | 0 | 0 | 0 | 0.003915 | 0.0055874
1992 | 117.2813 | 0 | 0 | 0 | 0 | 0 | 0 | 0.019575 | 0.019556
1992 | 117.2917 | 0 | 0 | 0 | 0 | 0 | 0 | 0.02349 | 0.011973
1992 | 117.3021 | 0 | 0 | 0 | 0 | 0 | 0 | 0.019575 | 0.023547
1992 | 117.3125 | 0 | 0 | 0 | 0 | 0 | 0 | 0.05481 | 0.030731
1992 | 117.3229 | 0 | 0 | 0 | 0 | 0 | 0 | 0.04698 | 0.047892
1992 | 117.3333 | 0 | 0 | 0 | 0 | 0 | 0 | 0.04698 | 0.052282
1992 | 117.3438 | 0 | 0 | 0 | 0 | 0 | 0 | 0.08613 | 0.060663
1992 | 117.3542 | 0 | 0 | 0 | 0 | 0 | 0 | 0.03132 | 0.03991
1992 | 117.3646 | 0 | 0 | 0 | 0 | 0 | 0 | 0.058725 | 0.024744
1992 | 117.375 | 0 | 0 | 0 | 0 | 0 | 0 | 0.043065 | 0.022749
1992 | 117.3854 | 0 | 0 | 0 | 0 | 0 | 0 | 0.050895 | 0.043901
1992 | 117.3958 | 0 | 0 | 0 | 0 | 0 | 0 | 0.074385 | 0.067847
1992 | 117.4063 | 0 | 0 | 0 | 0 | 0 | 0 | 0.10179 | 0.10776
1992 | 117.4167 | 0 | 0 | 0 | 0 | 0 | 0 | 0.14877 | 0.11773
1992 | 117.4271 | 0 | 0 | 0 | 0 | 0 | 0 | 0.1292 | 0.092192
1992 | 117.4375 | 0 | 0 | 0 | 0 | 0 | 0 | 0.13702 | 0.1313
1992 | 117.4479 | 0 | 0 | 0 | 0 | 0 | 0 | 0.16834 | 0.11454
1992 | 117.4583 | 0 | 0 | 0 | 0 | 0 | 0 | 0.19183 | 0.1321
1992 | 117.4688 | 0 | 0 | 0 | 0 | 0 | 0 | 0.14485 | 0.10696
1992 | 117.4792 | 0 | 0 | 0 | 0 | 0 | 0 | 0.1566 | 0.10057
1992 | 117.4896 | 0 | 0 | 0 | 0 | 0 | 0 | 0.16052 | 0.13609
1992 | 117.5 | 0 | 0 | 0 | 0 | 0 | 0 | 0.14877 | 0.1309
1992 | 117.5104 | 0 | 0 | 0 | 0 | 0 | 0 | 0.18009 | 0.1345
1992 | 117.5208 | 0 | 0 | 0 | 0 | 0 | 0 | 0.18401 | 0.13889
1992 | 117.5313 | 0 | 0 | 0 | 0 | 0 | 0 | 0.19575 | 0.13569
1992 | 117.5417 | 0 | 0 | 0 | 0 | 0 | 0 | 0.18401 | 0.14807
1992 | 117.5521 | 0 | 0 | 0 | 0 | 0 | 0 | 0.18009 | 0.11973
1992 | 117.5625 | 0 | 0 | 0 | 0 | 0 | 0 | 0.14485 | 0.1349
1992 | 117.5729 | 0 | 0 | 0 | 0 | 0 | 0 | 0.18009 | 0.12332
1992 | 117.5833 | 0 | 0 | 0 | 0 | 0 | 0 | 0.19966 | 0.15884
1992 | 117.5938 | 0 | 0 | 0 | 0 | 0 | 0 | 0.17226 | 0.13609
1992 | 117.6042 | 0 | 0 | 0 | 0 | 0 | 0 | 0.19966 | 0.14926
1992 | 117.6146 | 0 | 0 | 0 | 0 | 0 | 0 | 0.20358 | 0.14288
1992 | 117.625 | 0 | 0 | 0 | 0 | 0 | 0 | 0.12528 | 0.098179
1992 | 117.6354 | 0 | 0 | 0 | 0 | 0 | 0 | 0.14485 | 0.095385
1992 | 117.6458 | 0 | 0 | 0 | 0 | 0 | 0 | 0.09396 | 0.087403
1992 | 117.6563 | 0 | 0 | 0 | 0 | 0 | 0 | 0.09396 | 0.094986
1992 | 117.6667 | 0 | 0 | 0 | 0 | 0 | 0 | 0.08613 | 0.074632
1992 | 117.6771 | 0 | 0 | 0 | 0 | 0 | 0 | 0.11354 | 0.086206
1992 | 117.6875 | 0 | 0 | 0 | 0 | 0 | 0 | 0.066555 | 0.082215
1992 | 117.6979 | 0 | 0 | 0 | 0 | 0 | 0 | 0.10571 | 0.077026
1992 | 117.7083 | 0 | 0 | 0 | 0 | 0 | 0 | 0.090045 | 0.07982
1992 | 117.7188 | 0 | 0 | 0 | 0 | 0 | 0 | 0.082215 | 0.055475
1992 | 117.7292 | 0 | 0 | 0 | 0 | 0 | 0 | 0.05481 | 0.058269
1992 | 117.7396 | 0 | 0 | 0 | 0 | 0 | 0 | 0.06264 | 0.047493
1992 | 117.75 | 0 | 0 | 0 | 0 | 0 | 0 | 0.06264 | 0.055874
1992 | 117.7604 | 0 | 0 | 0 | 0 | 0 | 0 | 0.090045 | 0.05747
1992 | 117.7708 | 0 | 0 | 0 | 0 | 0 | 0 | 0.05481 | 0.0443
1992 | 117.7813 | 0 | 0 | 0 | 0 | 0 | 0 | 0.019575 | 0.036717
1992 | 117.7917 | 0 | 0 | 0 | 0 | 0 | 0 | 0.02349 | 0.024345
1992 | 117.8021 | 0 | 0 | 0 | 0 | 0 | 0 | 0.019575 | 0.018359
1992 | 117.8125 | 0 | 0 | 0 | 0 | 0 | 0 | 0.00783 | 0.015166
1992 | 117.8229 | 0 | 0 | 0 | 0 | 0 | 0 | 0.03915 | 0.015565
1992 | 117.8333 | 0 | 0 | 0 | 0 | 0 | 0 | 0.003915 | 0.018758
1992 | 117.8438 | 0 | 0 | 0 | 0 | 0 | 0 | 0.027405 | 0.012372
1992 | 117.8542 | 0 | 0 | 0 | 0 | 0 | 0 | 0 | 0.0059865
1992 | 117.8646 | 0 | 0 | 0 | 0 | 0 | 0 | 0.011745 | 0.010776
1992 | 117.875 | 0 | 0 | 0 | 0 | 0 | 0 | 0.02349 | 0.0095784
1992 | 117.8854 | 0 | 0 | 0 | 0 | 0 | 0 | -0.003915 | 0.011175
1992 | 117.8958 | 0 | 0 | 0 | 0 | 0 | 0 | 0.01566 | 0.015565
1992 | 117.9063 | 0 | 0 | 0 | 0 | 0 | 0 | 0.00783 | 0.007982
1992 | 117.9167 | 0 | 0 | 0 | 0 | 0 | 0 | 0.011745 | 0.0055874
1992 | 117.9271 | 0.00783 | 0 | 0 | 0 | 0 | 0 | 0.011745 | 0.010776
1992 | 117.9375 | 0 | 0 | 0 | 0 | 0 | 0 | 0.003915 | 0.0063856
1992 | 117.9479 | 0 | 0 | 0 | 0 | 0 | 0 | 0.027405 | 0.0047892
1992 | 117.9583 | 0 | 0 | 0 | 0 | 0 | 0 | -0.011745 | 0.0083811
1992 | 117.9688 | 0 | 0 | 0 | 0 | 0 | 0 | 0.00783 | 0.0055874
1992 | 117.9792 | 0 | 0 | 0 | 0 | 0 | 0 | -0.003915 | 0.0059865
1992 | 117.9896 | 0 | 0 | 0 | 0 | 0 | 0 | 0.01566 | 0.0059865
1992 | 118 | 0 | 0 | 0 | 0 | 0 | 0 | 0 | 0.0075829
1992 | 118.0104 | 0.01566 | 0 | 0 | 0 | 0 | 0 | 0.011745 | 0.0067847
1992 | 118.0208 | 0 | 0 | 0 | 0 | 0 | 0 | 0.00783 | 0.0003991
1992 | 118.0313 | 0 | 0 | 0 | 0 | 0 | 0 | 0.00783 | 0.0047892
1992 | 118.0417 | 0 | 0 | 0 | 0 | 0 | 0 | -0.011745 | -0.023946
1992 | 118.0521 | 0.00783 | 0 | 0 | 0 | 0 | 0 | 0.035235 | 0.026341
1992 | 118.0625 | 0 | 0 | 0 | 0 | 0 | 0 | 0.01566 | 0.030332
1992 | 118.0729 | 0 | 0 | 0 | 0 | 0 | 0 | 0.01566 | 0.0099775
1992 | 118.0833 | 0 | 0.026341 | 0 | 0 | 0 | 0 | -0.011745 | 0.0027937
1992 | 118.0938 | 0 | 0 | 0 | 0 | 0 | 0 | 0.02349 | 0.010776
1992 | 118.1042 | 0 | 0 | 0 | 0 | 0 | 0 | 0.01566 | 0.017959
1992 | 118.1146 | 0 | 0 | 0 | 0 | 0 | 0 | 0.011745 | 0.0067847
1992 | 118.125 | 0 | 0 | 0 | 0 | 0 | 0 | 0.019575 | 0.014368
1992 | 118.1354 | 0 | 0 | 0 | 0 | 0 | 0 | 0.01566 | 0.007982
1992 | 118.1458 | 0 | 0 | 0 | 0 | 0 | 0 | -0.003915 | 0.011973
1992 | 118.1563 | 0 | 0 | 0 | 0 | 0 | 0 | 0.01566 | 0.0051883
1992 | 118.1667 | 0 | 0 | 0 | 0 | 0 | 0 | 0.00783 | 0.0031928
1992 | 118.1771 | 0 | 0 | 0 | 0 | 0 | 0 | -0.00783 | 0.0067847
1992 | 118.1875 | 0 | 0 | 0 | 0 | 0 | 0 | 0.00783 | 0.0027937
1992 | 118.1979 | 0 | 0 | 0 | 0 | 0 | 0 | 0.011745 | -0.0007982
1992 | 118.2083 | 0 | 0 | 0 | 0 | 0 | 0 | 0.003915 | 0.0059865
1992 | 118.2188 | 0 | 0 | 0 | 0 | 0 | 0 | 0.003915 | -0.0027937
1992 | 118.2292 | 0 | 0 | 0 | 0 | 0 | 0 | 0 | 0.0063856
1992 | 118.2396 | 0 | 0 | 0 | 0 | 0 | 0 | 0.019575 | 0.0027937
1992 | 118.25 | 0.02349 | 0 | 0 | 0 | 0 | 0 | 0.019575 | -0.0007982
1992 | 118.2604 | 0 | 0 | 0 | 0 | 0 | 0 | -0.01566 | 0.0047892
1992 | 118.2708 | 0 | 0 | 0 | 0 | 0 | 0 | 0.01566 | 0.0063856
1992 | 118.2813 | 0 | 0 | 0 | 0 | 0 | 0 | 0.00783 | 0.0071838
1992 | 118.2917 | 0 | 0 | 0 | 0 | 0 | 0 | 0.00783 | 0.012771
1992 | 118.3021 | 0 | 0 | 0 | 0 | 0 | 0 | 0.035235 | 0.019157
1992 | 118.3125 | 0 | 0 | 0 | 0 | 0 | 0 | 0 | 0.033924
1992 | 118.3229 | 0 | 0 | 0 | 0 | 0 | 0 | 0.058725 | 0.035919
1992 | 118.3333 | 0 | 0 | 0 | 0 | 0 | 0 | 0.058725 | 0.045896
1992 | 118.3438 | 0 | 0 | 0 | 0 | 0 | 0 | 0.050895 | 0.04869
1992 | 118.3542 | 0 | 0 | 0 | 0 | 0 | 0 | 0.08613 | 0.063457
1992 | 118.3646 | 0 | 0 | 0 | 0 | 0 | 0 | 0.050895 | 0.064654
1992 | 118.375 | 0 | 0 | 0 | 0 | 0 | 0 | 0.10179 | 0.049309
1992 | 118.3854 | 0 | 0 | 0 | 0 | 0 | 0 | 0.08613 | 0.078044
1992 | 118.3958 | 0 | 0 | 0 | 0 | 0 | 0 | 0.12136 | 0.07982
1992 | 118.4063 | 0 | 0 | 0 | 0 | 0 | 0 | 0.09396 | 0.091793
1992 | 118.4167 | 0 | 0 | 0 | 0 | 0 | 0 | 0.16443 | 0.096981
1992 | 118.4271 | 0 | 0 | 0 | 0 | 0 | 0 | 0.11745 | 0.10456
1992 | 118.4375 | 0 | 0 | 0 | 0 | 0 | 0 | 0.1566 | 0.12013
1992 | 118.4479 | 0 | 0 | 0 | 0 | 0 | 0 | 0.17618 | 0.10257
1992 | 118.4583 | 0 | 0 | 0 | 0 | 0 | 0 | 0.16052 | 0.13529
1992 | 118.4688 | 0 | 0 | 0 | 0 | 0 | 0 | 0.18792 | 0.12651
1992 | 118.4792 | 0 | 0 | 0 | 0 | 0 | 0 | 0.19184 | 0.12492
1992 | 118.4896 | 0 | 0 | 0 | 0 | 0 | 0 | 0.19575 | 0.14328
1992 | 118.5 | 0 | 0 | 0 | 0 | 0 | 0 | 0.21533 | 0.1309
1992 | 118.5104 | 0 | 0 | 0 | 0 | 0 | 0 | 0.19966 | 0.1337
1992 | 118.5208 | 0 | 0 | 0 | 0 | 0 | 0 | 0.2858 | 0.16164
1992 | 118.5313 | 0 | 0 | 0 | 0 | 0 | 0 | 0.21532 | 0.1329
1992 | 118.5417 | 0 | 0 | 0 | 0 | 0 | 0 | 0.25448 | 0.15884
1992 | 118.5521 | 0 | 0 | 0 | 0 | 0 | 0 | 0.2623 | 0.14128
1992 | 118.5625 | 0 | 0 | 0 | 0 | 0 | 0 | 0.32886 | 0.16842
1992 | 118.5729 | 0 | 0 | 0 | 0 | 0 | 0 | 0.24273 | 0.1341
1992 | 118.5833 | 0 | 0 | 0 | 0 | 0 | 0 | 0.24273 | 0.14567
1992 | 118.5938 | 0 | 0 | 0 | 0 | 0 | 0 | 0.28188 | 0.15206
1992 | 118.6042 | 0 | 0 | 0 | 0 | 0 | 0 | 0.24664 | 0.12811
1992 | 118.6146 | 0 | 0 | 0 | 0 | 0 | 0 | 0.2349 | 0.1333
1992 | 118.625 | 0 | 0 | 0 | 0 | 0 | 0 | 0.27405 | 0.14048
1992 | 118.6354 | 0 | 0 | 0 | 0 | 0 | 0 | 0.22707 | 0.12612
1992 | 118.6458 | 0 | 0 | 0 | 0 | 0 | 0 | 0.25448 | 0.15006
1992 | 118.6563 | 0 | 0 | 0 | 0 | 0 | 0 | 0.2349 | 0.12412
1992 | 118.6667 | 0 | 0 | 0 | 0 | 0 | 0 | 0.21533 | 0.13649
1992 | 118.6771 | 0 | 0 | 0 | 0 | 0 | 0 | 0.22315 | 0.1313
1992 | 118.6875 | 0 | 0 | 0 | 0 | 0 | 0 | 0.22316 | 0.1317
1992 | 118.6979 | 0 | 0 | 0 | 0 | 0 | 0 | 0.20358 | 0.11734
1992 | 118.7083 | 0 | 0 | 0 | 0 | 0 | 0 | 0.13311 | 0.089798
1992 | 118.7188 | 0 | 0 | 0 | 0 | 0 | 0 | 0.14486 | 0.077425
1992 | 118.7292 | 0 | 0 | 0 | 0 | 0 | 0 | 0.1292 | 0.0886
1992 | 118.7396 | 0 | 0 | 0 | 0 | 0 | 0 | 0.12919 | 0.083811
1992 | 118.75 | 0 | 0 | 0 | 0 | 0 | 0 | 0.13311 | 0.078623
1992 | 118.7604 | 0 | 0 | 0 | 0 | 0 | 0 | 0.09396 | 0.060663
1992 | 118.7708 | 0 | 0 | 0 | 0 | 0 | 0 | 0.050895 | 0.045098
1992 | 118.7813 | 0 | 0 | 0 | 0 | 0 | 0 | 0.058725 | 0.043901
1992 | 118.7917 | 0 | 0 | 0 | 0 | 0 | 0 | 0.02349 | 0.032327
1992 | 118.8021 | 0 | 0 | 0 | 0 | 0 | 0 | 0.03132 | 0.01756
1992 | 118.8125 | 0 | 0 | 0 | 0 | 0 | 0 | 0.01566 | 0.015565
1992 | 118.8229 | 0 | 0 | 0 | 0 | 0 | 0 | 0.02349 | 0.014368
1992 | 118.8333 | 0 | 0 | 0 | 0 | 0 | 0 | 0.027405 | 0.015964
1992 | 118.8438 | 0 | 0 | 0 | 0 | 0 | 0 | 0.00783 | 0.01756
1992 | 118.8542 | 0 | 0 | 0 | 0 | 0 | 0 | 0.027405 | 0.010776
1992 | 118.8646 | 0 | 0 | 0 | 0 | 0 | 0 | 0.027405 | 0.018758
1992 | 118.875 | 0 | 0 | 0 | 0 | 0 | 0 | 0.050895 | 0.01796
1992 | 118.8854 | 0 | 0 | 0 | 0 | 0 | 0 | 0.019575 | 0.033125
1992 | 118.8958 | 0 | 0 | 0 | 0 | 0 | 0 | 0.05481 | 0.019556
1992 | 118.9063 | 0 | 0 | 0 | 0 | 0 | 0 | 0.02349 | 0.024744
1992 | 118.9167 | 0 | 0 | 0 | 0 | 0 | 0 | 0.03915 | 0.018758
1992 | 118.9271 | 0 | 0 | 0 | 0 | 0 | 0 | 0.035235 | 0.02235
1992 | 118.9375 | 0 | 0 | 0 | 0 | 0 | 0 | 0.03132 | 0.024744
1992 | 118.9479 | 0 | 0 | 0 | 0 | 0 | 0 | 0.043065 | 0.014767
1992 | 118.9583 | 0 | 0 | 0 | 0 | 0 | 0 | 0.02349 | 0.02235
1992 | 118.9688 | 0 | 0 | 0 | 0 | 0 | 0 | 0.01566 | 0.017161
1992 | 118.9792 | 0 | 0 | 0 | 0 | 0 | 0 | 0.003915 | 0.011175
1992 | 118.9896 | 0 | 0 | 0 | 0 | 0 | 0 | 0.043065 | 0.012771
1992 | 119 | 0 | 0 | 0 | 0 | 0 | 0 | 0 | 0.011973
1992 | 119.0104 | 0 | 0 | 0 | 0 | 0 | 0 | 0.02349 | 0.0099775
1992 | 119.0208 | 0 | 0 | 0 | 0 | 0 | 0 | 0.027405 | 0.017959
1992 | 119.0313 | 0 | 0 | 0 | 0 | 0 | 0 | 0.02349 | 0.014368
1992 | 119.0417 | 0 | 0 | 0 | 0 | 0 | 0 | 0.01566 | 0.010776
1992 | 119.0521 | 0 | 0 | 0 | 0 | 0 | 0 | 0.02349 | 0.010776
1992 | 119.0625 | 0 | 0 | 0 | 0 | 0 | 0 | 0.00783 | 0.013569
1992 | 119.0729 | 0 | 0 | 0 | 0 | 0 | 0 | 0.019575 | 0.015964
1992 | 119.0833 | 0 | 0 | 0 | 0 | 0 | 0 | 0 | 0.012771
1992 | 119.0938 | 0 | 0 | 0 | 0 | 0 | 0 | 0.035235 | 0.012372
1992 | 119.1042 | 0 | 0 | 0 | 0 | 0 | 0 | 0.01566 | 0.013569
1992 | 119.1146 | 0 | 0 | 0 | 0 | 0 | 0 | 0.027405 | 0.011574
1992 | 119.125 | 0 | 0 | 0 | 0 | 0 | 0 | 0.011745 | 0.013969
1992 | 119.1354 | 0 | 0 | 0 | 0 | 0 | 0 | 0.003915 | 0.0023946
1992 | 119.1458 | 0 | 0 | 0 | 0 | 0 | 0 | 0.035235 | 0.011574
1992 | 119.1563 | 0 | 0 | 0 | 0 | 0 | 0 | -0.003915 | 0.011175
1992 | 119.1667 | 0 | 0 | 0 | 0 | 0 | 0 | 0.01566 | 0.0055874
1992 | 119.1771 | 0 | 0 | 0 | 0 | 0 | 0 | -0.00783 | 0.01317
1992 | 119.1875 | 0 | 0 | 0 | 0 | 0 | 0 | 0.01566 | -0.0047892
1992 | 119.1979 | 0 | 0 | 0 | 0 | 0 | 0 | 0.01566 | 0.011574
1992 | 119.2083 | 0 | 0 | 0 | 0 | 0 | 0 | 0.003915 | 0.0027937
1992 | 119.2188 | 0 | 0 | 0 | 0 | 0 | 0 | 0.02349 | 0.0075829
1992 | 119.2292 | 0 | 0 | 0 | 0 | 0 | 0 | 0.003915 | -0.0031928
1992 | 119.2396 | 0 | 0 | 0 | 0 | 0 | 0 | 0.003915 | 0.0023946
1992 | 119.25 | 0 | 0 | 0 | 0 | 0 | 0 | 0.011745 | 0.0071838
1992 | 119.2604 | 0 | 0 | 0 | 0 | 0 | 0 | 0 | 0.0023946
1992 | 119.2708 | 0 | 0 | 0 | 0 | 0 | 0 | 0.00783 | -0.010776
1992 | 119.2813 | 0 | 0 | 0 | 0 | 0 | 0 | -0.003915 | 0.0059865
1992 | 119.2917 | 0 | 0 | 0 | 0 | 0 | 0 | 0.03132 | 0.0043901
1992 | 119.3021 | 0.00783 | 0 | 0 | 0 | 0 | 0 | 0 | 0.023547
1992 | 119.3125 | 0 | 0 | 0 | 0 | 0 | 0 | 0.035235 | 0.025942
1992 | 119.3229 | 0 | 0 | 0 | 0 | 0 | 0 | 0.043065 | 0.0443
1992 | 119.3333 | 0 | 0 | 0 | 0 | 0 | 0 | 0.03915 | 0.054278
1992 | 119.3438 | 0 | 0 | 0 | 0 | 0 | 0 | 0.050895 | 0.055475
1992 | 119.3542 | 0 | 0 | 0 | 0 | 0 | 0 | 0.09396 | 0.083013
1992 | 119.3646 | 0 | 0 | 0 | 0 | 0 | 0 | 0.13703 | 0.10935
1992 | 119.375 | 0 | 0 | 0 | 0 | 0 | 0 | 0.18401 | 0.14248
1992 | 119.3854 | 0 | 0 | 0 | 0 | 0 | 0 | 0.21924 | 0.13729
1992 | 119.3958 | 0 | 0 | 0 | 0 | 0 | 0 | 0.25448 | 0.15286
1992 | 119.4063 | 0 | 0 | 0 | 0 | 0 | 0 | 0.2623 | 0.16124
1992 | 119.4167 | 0 | 0 | 0 | 0 | 0 | 0 | 0.28188 | 0.13649
1992 | 119.4271 | 0 | 0 | 0 | 0 | 0 | 0 | 0.31712 | 0.15286
1992 | 119.4375 | 0 | 0 | 0 | 0 | 0 | 0 | 0.28971 | 0.16882
1992 | 119.4479 | 0 | 0 | 0 | 0 | 0 | 0 | 0.30537 | 0.13729
1992 | 119.4583 | 0 | 0 | 0 | 0 | 0 | 0 | 0.2858 | 0.15525
1992 | 119.4688 | 0 | 0 | 0 | 0 | 0 | 0 | 0.30146 | 0.15725
1992 | 119.4792 | 0 | 0 | 0 | 0 | 0 | 0 | 0.29754 | 0.14288
1992 | 119.4896 | 0 | 0 | 0 | 0 | 0 | 0 | 0.30146 | 0.14886
1992 | 119.5 | 0 | 0 | 0 | 0 | 0 | 0 | 0.37192 | 0.16243
1992 | 119.5104 | 0 | 0 | 0 | 0 | 0 | 0 | 0.33669 | 0.18558
1992 | 119.5208 | 0 | 0 | 0 | 0 | 0 | 0 | 0.37192 | 0.11813
1992 | 119.5313 | 0 | 0 | 0 | 0 | 0 | 0 | 0.39933 | 0.11813
1992 | 119.5417 | 0 | 0 | 0 | 0 | 0 | 0 | 0.35626 | 0.23028
1992 | 119.5521 | 0 | 0 | 0 | 0 | 0 | 0 | 0.35627 | 0.14328
1992 | 119.5625 | 0 | 0 | 0 | 0 | 0 | 0 | 0.34844 | 0.1784
1992 | 119.5729 | 0 | 0 | 0 | 0 | 0 | 0 | 0.34843 | 0.17441
1992 | 119.5833 | 0 | 0 | 0 | 0 | 0 | 0 | 0.3915 | 0.16962
1992 | 119.5938 | 0 | 0 | 0 | 0 | 0 | 0 | 0.38367 | 0.15525
1992 | 119.6042 | 0 | 0 | 0 | 0 | 0 | 0 | 0.30929 | 0.18279
1992 | 119.6146 | 0 | 0 | 0 | 0 | 0 | 0 | 0.37975 | 0.15764
1992 | 119.625 | 0 | 0 | 0 | 0 | 0 | 0 | 0.27796 | 0.1309
1992 | 119.6354 | 0 | 0 | 0 | 0 | 0 | 0 | 0.37193 | 0.14687
1992 | 119.6458 | 0 | 0 | 0 | 0 | 0 | 0 | 0.31712 | 0.18359
1992 | 119.6563 | 0 | 0 | 0 | 0 | 0 | 0 | 0.35627 | 0.14208
1992 | 119.6667 | 0 | 0 | 0 | 0 | 0 | 0 | 0.32494 | 0.15844
1992 | 119.6771 | 0 | 0 | 0 | 0 | 0 | 0 | 0.34452 | 0.15006
1992 | 119.6875 | 0 | 0 | 0 | 0 | 0 | 0 | 0.27797 | 0.12292
1992 | 119.6979 | 0 | 0 | 0 | 0 | 0 | 0 | 0.27014 | 0.1325
1992 | 119.7083 | 0 | 0 | 0 | 0 | 0 | 0 | 0.27796 | 0.15286
1992 | 119.7188 | 0 | 0 | 0 | 0 | 0 | 0 | 0.2623 | 0.10935
1992 | 119.7292 | 0 | 0 | 0 | 0 | 0 | 0 | 0.21533 | 0.1309
1992 | 119.7396 | 0 | 0 | 0 | 0 | 0 | 0 | 0.21924 | 0.077824
1992 | 119.75 | 0 | 0 | 0 | 0 | 0 | 0 | 0.16443 | 0.077026
1992 | 119.7604 | 0 | 0 | 0 | 0 | 0 | 0 | 0.184 | 0.10656
1992 | 119.7708 | 0 | 0 | 0 | 0 | 0 | 0 | 0.1292 | 0.081815
1992 | 119.7813 | 0 | 0 | 0 | 0 | 0 | 0 | 0.12136 | 0.074632
1992 | 119.7917 | 0 | 0 | 0 | 0 | 0 | 0 | 0.09396 | 0.072237
1992 | 119.8021 | 0 | 0 | 0 | 0 | 0 | 0 | 0.066555 | 0.056672
1992 | 119.8125 | 0 | 0 | 0 | 0 | 0 | 0 | 0.074385 | 0.013968
1992 | 119.8229 | 0 | 0 | 0 | 0 | 0 | 0 | 0.074385 | 0.045897
1992 | 119.8333 | 0 | 0 | 0 | 0 | 0 | 0 | 0.03132 | 0.043502
1992 | 119.8438 | 0 | 0 | 0 | 0 | 0 | 0 | 0.04698 | 0.031928
1992 | 119.8542 | 0 | 0 | 0 | 0 | 0 | 0 | 0.035235 | 0.023547
1992 | 119.8646 | 0 | 0 | 0 | 0 | 0 | 0 | 0.035235 | 0.020753
1992 | 119.875 | 0 | 0 | 0 | 0 | 0 | 0 | 0.03915 | 0.028336
1992 | 119.8854 | 0 | 0 | 0 | 0 | 0 | 0 | 0.03915 | 0.019955
1992 | 119.8958 | 0 | 0 | 0 | 0 | 0 | 0 | 0.02349 | 0.018758
1992 | 119.9063 | 0 | 0 | 0 | 0 | 0 | 0 | 0.03132 | 0.019157
1992 | 119.9167 | 0 | 0 | 0 | 0 | 0 | 0 | 0.01566 | 0.019955
1992 | 119.9271 | 0 | 0 | 0 | 0 | 0 | 0 | 0.011745 | 0.015166
1992 | 119.9375 | 0 | 0 | 0 | 0 | 0 | 0 | 0.01566 | 0.010776
1992 | 119.9479 | 0 | 0 | 0 | 0 | 0 | 0 | 0.00783 | 0.0071838
1992 | 119.9583 | 0 | 0 | 0 | 0 | 0 | 0 | 0.003915 | 0.003991
1992 | 119.9688 | 0 | 0 | 0 | 0 | 0 | 0 | 0.011745 | -0.0007982
1992 | 119.9792 | 0 | 0 | 0 | 0 | 0 | 0 | -0.027405 | 0.0051883
1992 | 119.9896 | 0.02349 | 0 | 0 | 0 | 0 | 0 | 0.03132 | 0.0003991
1992 | 120 | 0 | 0 | 0 | 0 | 0 | 0 | 0.01566 | 0
1992 | 120.0104 | 0.00783 | 0 | 0 | 0 | 0 | 0 | -0.011745 | 0.0023946
1992 | 120.0208 | 0 | 0 | 0 | 0 | 0 | 0 | 0 | 0.0015964
1992 | 120.0313 | 0 | 0 | 0 | 0 | 0 | 0 | -0.00783 | -0.0011973
1992 | 120.0417 | 0 | 0 | 0 | 0 | 0 | 0 | 0.027405 | 0.0015964
1992 | 120.0521 | 0 | 0 | 0 | 0 | 0 | 0 | -0.01566 | -0.0011973
1992 | 120.0625 | 0.00783 | 0 | 0 | 0 | 0 | 0 | 0 | -0.0003991
1992 | 120.0729 | 0 | 0 | 0 | 0 | 0 | 0 | -0.011745 | 0.0023946
1992 | 120.0833 | 0 | 0 | 0 | 0 | 0 | 0 | 0.01566 | 0
1992 | 120.0938 | 0 | 0 | 0 | 0 | 0 | 0 | 0.003915 | -0.0019955
1992 | 120.1042 | 0 | 0 | 0 | 0 | 0 | 0 | 0 | 0.0007982
1992 | 120.1146 | 0 | 0 | 0 | 0 | 0 | 0 | 0 | -0.0011973
1992 | 120.125 | 0.00783 | 0 | 0 | 0 | 0 | 0 | 0.003915 | -0.0003991
1992 | 120.1354 | 0.03132 | 0 | 0 | 0 | 0 | 0 | 0.02349 | 0.0007982
1992 | 120.1458 | 0.02349 | 0 | 0 | 0 | 0 | 0 | 0.02349 | -0.0015964
1992 | 120.1563 | 0 | 0 | 0 | 0 | 0 | 0 | -0.01566 | -0.0023946
1992 | 120.1667 | 0 | 0 | 0 | 0 | 0 | 0 | 0.019575 | -0.0027937
1992 | 120.1771 | 0.02349 | 0 | 0 | 0 | 0 | 0 | 0.011745 | -0.0015964
1992 | 120.1875 | 0.01566 | 0 | 0 | 0 | 0 | 0 | 0.019575 | -0.0027937
1992 | 120.1979 | 0 | 0 | 0 | 0 | 0 | 0 | 0 | -0.0027937
1992 | 120.2083 | 0 | 0 | 0 | 0 | 0 | 0 | -0.003915 | -0.0015964
1992 | 120.2188 | 0 | 0 | 0 | 0 | 0 | 0 | -0.003915 | -0.0003991
1992 | 120.2292 | 0 | 0 | 0 | 0 | 0 | 0 | -0.003915 | -0.0027937
1992 | 120.2396 | 0 | 0 | 0 | 0 | 0 | 0 | 0.00783 | 0.0011973
1992 | 120.25 | 0.02349 | 0 | 0 | 0 | 0 | 0 | 0.01566 | -0.0031928
1992 | 120.2604 | 0.00783 | 0 | 0 | 0 | 0 | 0 | 2.8422e-14 | 0.0011973
1992 | 120.2708 | 0 | 0 | 0 | 0 | 0 | 0 | -0.011745 | 0.0007982
1992 | 120.2813 | 0 | 0 | 0 | 0 | 0 | 0 | 0.019575 | 0.0047892
1992 | 120.2917 | 0 | 0 | 0 | 0 | 0 | 0 | -0.011745 | 0.011175
1992 | 120.3021 | 0 | 0 | 0 | 0 | 0 | 0 | 0.019575 | 0.01317
1992 | 120.3125 | 0 | 0 | 0 | 0 | 0 | 0 | 0.035235 | 0.029932
1992 | 120.3229 | 0 | 0 | 0 | 0 | 0 | 0 | 0.011745 | 0.03991
1992 | 120.3333 | 0 | 0 | 0 | 0 | 0 | 0 | 0.074385 | 0.048291
1992 | 120.3438 | 0 | 0 | 0 | 0 | 0 | 0 | 0.06264 | 0.063856
1992 | 120.3542 | 0 | 0 | 0 | 0 | 0 | 0 | 0.050895 | 0.083811
1992 | 120.3646 | 0 | 0 | 0 | 0 | 0 | 0 | 0.12528 | 0.081815
1992 | 120.375 | 0 | 0 | 0 | 0 | 0 | 0 | 0.097875 | 0.094986
1992 | 120.3854 | 0 | 0 | 0 | 0 | 0 | 0 | 0.11745 | 0.10456
1992 | 120.3958 | 0 | 0 | 0 | 0 | 0 | 0 | 0.13702 | 0.11933
1992 | 120.4063 | 0 | 0 | 0 | 0 | 0 | 0 | 0.16052 | 0.11574
1992 | 120.4167 | 0 | 0 | 0 | 0 | 0 | 0 | 0.12136 | 0.13051
1992 | 120.4271 | 0 | 0 | 0 | 0 | 0 | 0 | 0.19184 | 0.1349
1992 | 120.4375 | 0 | 0 | 0 | 0 | 0 | 0 | 0.16834 | 0.14008
1992 | 120.4479 | 0 | 0 | 0 | 0 | 0 | 0 | 0.20749 | 0.13889
1992 | 120.4583 | 0 | 0 | 0 | 0 | 0 | 0 | 0.19967 | 0.14607
1992 | 120.4688 | 0 | 0 | 0 | 0 | 0 | 0 | 0.20358 | 0.14607
1992 | 120.4792 | 0 | 0 | 0 | 0 | 0 | 0 | 0.20358 | 0.14807
1992 | 120.4896 | 0 | 0 | 0 | 0 | 0 | 0 | 0.24273 | 0.15286
1992 | 120.5 | 0 | 0 | 0 | 0 | 0 | 0 | 0.21924 | 0.15844
1992 | 120.5104 | 0 | 0 | 0 | 0 | 0 | 0 | 0.22707 | 0.15485
1992 | 120.5208 | 0 | 0 | 0 | 0 | 0 | 0 | 0.23881 | 0.15844
1992 | 120.5313 | 0 | 0 | 0 | 0 | 0 | 0 | 0.26622 | 0.15206
1992 | 120.5417 | 0 | 0 | 0 | 0 | 0 | 0 | 0.19575 | 0.16642
1992 | 120.5521 | 0 | 0 | 0 | 0 | 0 | 0 | 0.25448 | 0.15086
1992 | 120.5625 | 0 | 0 | 0 | 0 | 0 | 0 | 0.24665 | 0.16403
1992 | 120.5729 | 0 | 0 | 0 | 0 | 0 | 0 | 0.2349 | 0.15206
1992 | 120.5833 | 0 | 0 | 0 | 0 | 0 | 0 | 0.24665 | 0.14847
1992 | 120.5938 | 0 | 0 | 0 | 0 | 0 | 0 | 0.23882 | 0.14886
1992 | 120.6042 | 0 | 0 | 0 | 0 | 0 | 0 | 0.25839 | 0.15764
1992 | 120.6146 | 0 | 0 | 0 | 0 | 0 | 0 | 0.18009 | 0.15126
1992 | 120.625 | 0 | 0 | 0 | 0 | 0 | 0 | 0.24665 | 0.14886
1992 | 120.6354 | 0 | 0 | 0 | 0 | 0 | 0 | 0.21141 | 0.15006
1992 | 120.6458 | 0 | 0 | 0 | 0 | 0 | 0 | 0.2349 | 0.13769
1992 | 120.6563 | 0 | 0 | 0 | 0 | 0 | 0 | 0.17226 | 0.13649
1992 | 120.6667 | 0 | 0 | 0 | 0 | 0 | 0 | 0.16443 | 0.1321
1992 | 120.6771 | 0 | 0 | 0 | 0 | 0 | 0 | 0.20358 | 0.12532
1992 | 120.6875 | 0 | 0 | 0 | 0 | 0 | 0 | 0.12919 | 0.12332
1992 | 120.6979 | 0 | 0 | 0 | 0 | 0 | 0 | 0.14877 | 0.12212
1992 | 120.7083 | 0 | 0 | 0 | 0 | 0 | 0 | 0.13311 | 0.10177
1992 | 120.7188 | 0 | 0 | 0 | 0 | 0 | 0 | 0.10179 | 0.098179
1992 | 120.7292 | 0 | 0 | 0 | 0 | 0 | 0 | 0.17226 | 0.098578
1992 | 120.7396 | 0 | 0 | 0 | 0 | 0 | 0 | 0.10962 | 0.082614
1992 | 120.75 | 0 | 0 | 0 | 0 | 0 | 0 | 0.10571 | 0.081416
1992 | 120.7604 | 0 | 0 | 0 | 0 | 0 | 0 | 0.090045 | 0.070641
1992 | 120.7708 | 0 | 0 | 0 | 0 | 0 | 0 | 0.066555 | 0.064255
1992 | 120.7813 | 0 | 0 | 0 | 0 | 0 | 0 | 0.07047 | 0.049888
1992 | 120.7917 | 0 | 0 | 0 | 0 | 0 | 0 | 0.027405 | 0.033923
1992 | 120.8021 | 0 | 0 | 0 | 0 | 0 | 0 | 0.06264 | 0.029533
1992 | 120.8125 | 0 | 0 | 0 | 0 | 0 | 0 | -0.00783 | 0.025542
1992 | 120.8229 | 0 | 0 | 0 | 0 | 0 | 0 | 0.027405 | 0.019157
1992 | 120.8333 | 0 | 0 | 0 | 0 | 0 | 0 | 0.03132 | 0.01796
1992 | 120.8438 | 0 | 0 | 0 | 0 | 0 | 0 | 0.035235 | 0.020354
1992 | 120.8542 | 0 | 0 | 0 | 0 | 0 | 0 | 0.04698 | 0.021152
1992 | 120.8646 | 0 | 0 | 0 | 0 | 0 | 0 | 0 | 0.019955
1992 | 120.875 | 0 | 0 | 0 | 0 | 0 | 0 | 0.027405 | 0.019157
1992 | 120.8854 | 0 | 0 | 0 | 0 | 0 | 0 | 0.043065 | 0.019157
1992 | 120.8958 | 0 | 0 | 0 | 0 | 0 | 0 | 0.01566 | 0.015565
1992 | 120.9063 | 0 | 0 | 0 | 0 | 0 | 0 | 0.035235 | 0.020753
1992 | 120.9167 | 0 | 0 | 0 | 0 | 0 | 0 | 0.043065 | 0.014767
1992 | 120.9271 | 0 | 0 | 0 | 0 | 0 | 0 | -0.027405 | 0.01796
1992 | 120.9375 | 0 | 0 | 0 | 0 | 0 | 0 | 0.043065 | 0.016762
1992 | 120.9479 | 0 | 0 | 0 | 0 | 0 | 0 | 0.02349 | 0.018359
1992 | 120.9583 | 0 | 0 | 0 | 0 | 0 | 0 | 0.02349 | 0.015565
1992 | 120.9688 | 0 | 0 | 0 | 0 | 0 | 0 | 0.01566 | 0.014767
1992 | 120.9792 | 0 | 0 | 0 | 0 | 0 | 0 | 0.027405 | 0.017161
1992 | 120.9896 | 0 | 0 | 0 | 0 | 0 | 0 | 0.019575 | 0.021152
1992 | 121 | 0 | 0 | 0 | 0 | 0 | 0 | 0.06264 | 0.016762
1992 | 121.0104 | 0 | 0 | 0 | 0 | 0 | 0 | 0.00783 | 0.015166
1992 | 121.0208 | 0 | 0 | 0 | 0 | 0 | 0 | 0.02349 | 0.018359
1992 | 121.0313 | 0 | 0 | 0 | 0 | 0 | 0 | 0.027405 | 0.01317
1992 | 121.0417 | 0 | 0 | 0 | 0 | 0 | 0 | 0.02349 | 0.014767
1992 | 121.0521 | 0 | 0 | 0 | 0 | 0 | 0 | 0.00783 | 0.0083811
1992 | 121.0625 | 0 | 0 | 0 | 0 | 0 | 0 | 0.035235 | 0.017161
1992 | 121.0729 | 0 | 0 | 0 | 0 | 0 | 0 | 0.00783 | 0.0099775
1992 | 121.0833 | 0 | 0 | 0 | 0 | 0 | 0 | 0.043065 | 0.018359
1992 | 121.0938 | 0 | 0 | 0 | 0 | 0 | 0 | 0.035235 | 0.018758
1992 | 121.1042 | 0 | 0 | 0 | 0 | 0 | 0 | 0.011745 | 0.013969
1992 | 121.1146 | 0 | 0 | 0 | 0 | 0 | 0 | -0.003915 | 0.012771
1992 | 121.125 | 0 | 0 | 0 | 0 | 0 | 0 | 0.035235 | 0.010776
1992 | 121.1354 | 0 | 0 | 0 | 0 | 0 | 0 | 0.027405 | 0.011574
1992 | 121.1458 | 0 | 0 | 0 | 0 | 0 | 0 | 0 | 0.018758
1992 | 121.1563 | 0 | 0 | 0 | 0 | 0 | 0 | 0.043065 | 0.018359
1992 | 121.1667 | 0 | 0 | 0 | 0 | 0 | 0 | 0.011745 | 0.010377
1992 | 121.1771 | 0 | 0 | 0 | 0 | 0 | 0 | 0.066555 | 0.02235
1992 | 121.1875 | 0 | 0 | 0 | 0 | 0 | 0 | 0.03132 | 0.01317
1992 | 121.1979 | 0 | 0 | 0 | 0 | 0 | 0 | 0.00783 | 0.025143
1992 | 121.2083 | 0 | 0 | 0 | 0 | 0 | 0 | 0.04698 | 0.015166
1992 | 121.2188 | 0 | 0 | 0 | 0 | 0 | 0 | 0.019575 | 0.014767
1992 | 121.2292 | 0 | 0 | 0 | 0 | 0 | 0 | 0.02349 | 0.012372
1992 | 121.2396 | 0 | 0 | 0 | 0 | 0 | 0 | 0.04698 | 0.010377
1992 | 121.25 | 0 | 0 | 0 | 0 | 0 | 0 | 0 | 0.007982
1992 | 121.2604 | 0 | 0 | 0 | 0 | 0 | 0 | 0.00783 | 0.0095784
1992 | 121.2708 | 0 | 0 | 0 | 0 | 0 | 0 | 0.02349 | 0.0095784
1992 | 121.2813 | 0.02349 | 0 | 0 | 0 | 0 | 0 | -0.003915 | 0.0099775
1992 | 121.2917 | 0 | 0 | 0 | 0 | 0 | 0 | 0.05481 | 0.016762
1992 | 121.3021 | 0 | 0 | 0 | 0 | 0 | 0 | 0.011745 | 0.029134
1992 | 121.3125 | 0 | 0 | 0 | 0 | 0 | 0 | 0.07047 | 0.043901
1992 | 121.3229 | 0 | 0 | 0 | 0 | 0 | 0 | 0.050895 | 0.043901
1992 | 121.3333 | 0 | 0 | 0 | 0 | 0 | 0 | 0.066555 | 0.054677
1992 | 121.3438 | 0 | 0 | 0 | 0 | 0 | 0 | 0.12528 | 0.081017
1992 | 121.3542 | 0 | 0 | 0 | 0 | 0 | 0 | 0.13311 | 0.082215
1992 | 121.3646 | 0 | 0 | 0 | 0 | 0 | 0 | 0.090045 | 0.071439
1992 | 121.375 | 0 | 0 | 0 | 0 | 0 | 0 | 0.21924 | 0.095784
1992 | 121.3854 | 0 | 0 | 0 | 0 | 0 | 0 | 0.21924 | 0.11095
1992 | 121.3958 | 0 | 0 | 0 | 0 | 0 | 0 | 0.12528 | 0.11534
1992 | 121.4063 | 0 | 0 | 0 | 0 | 0 | 0 | 0.28188 | 0.12572
1992 | 121.4167 | 0 | 0 | 0 | 0 | 0 | 0 | 0.27796 | 0.14128
1992 | 121.4271 | 0 | 0 | 0 | 0 | 0 | 0 | 0.20358 | 0.11534
1992 | 121.4375 | 0 | 0 | 0 | 0 | 0 | 0 | 0.20749 | 0.15365
1992 | 121.4479 | 0 | 0 | 0 | 0 | 0 | 0 | 0.3406 | 0.12691
1992 | 121.4583 | 0 | 0 | 0 | 0 | 0 | 0 | 0.25839 | 0.14966
1992 | 121.4688 | 0 | 0 | 0 | 0 | 0 | 0 | 0.4189 | 0.13729
1992 | 121.4792 | 0 | 0 | 0 | 0 | 0 | 0 | 0.20749 | 0.18518
1992 | 121.4896 | 0 | 0 | 0 | 0 | 0 | 0 | 0.33669 | 0.037914
1992 | 121.5 | 0 | 0 | 0 | 0 | 0 | 0 | 0.29362 | 0.10057
1992 | 121.5104 | 0 | 0 | 0 | 0 | 0 | 0 | 0.34061 | 0.18957
1992 | 121.5208 | 0 | 0 | 0 | 0 | 0 | 0 | 0.34061 | 0.1325
1992 | 121.5313 | 0 | 0 | 0 | 0 | 0 | 0 | 0.41499 | 0.15525
1992 | 121.5417 | 0 | 0 | 0 | 0 | 0 | 0 | 0.26622 | 0.19356
1992 | 121.5521 | 0 | 0 | 0 | 0 | 0 | 0 | 0.23099 | 0.15485
1992 | 121.5625 | 0 | 0 | 0 | 0 | 0 | 0 | 0.61074 | 0.11773
1992 | 121.5729 | 0 | 0 | 0 | 0 | 0 | 0 | 0.54418 | 0.17281
1992 | 121.5833 | 0 | 0 | 0 | 0 | 0 | 0 | -0.07047 | 0.22868
1992 | 121.5938 | 0 | 0 | 0 | 0 | 0 | 0 | 0.35235 | 0.12891
1992 | 121.6042 | 0 | 0 | 0 | 0 | 0 | 0 | 0.37584 | 0.16762
1992 | 121.6146 | 0 | 0 | 0 | 0 | 0 | 0 | 0.36801 | 0.17002
1992 | 121.625 | 0 | 0 | 0 | 0 | 0 | 0 | 0.33277 | 0.17241
1992 | 121.6354 | 0 | 0 | 0 | 0 | 0 | 0 | 0.2349 | 0.13849
1992 | 121.6458 | 0 | 0 | 0 | 0 | 0 | 0 | 0.3406 | 0.15565
1992 | 121.6563 | 0 | 0 | 0 | 0 | 0 | 0 | 0.33669 | 0.17999
1992 | 121.6667 | 0 | 0 | 0 | 0 | 0 | 0 | 0.41891 | 0.15405
1992 | 121.6771 | 0 | 0 | 0 | 0 | 0 | 0 | 0.18792 | 0.16762
1992 | 121.6875 | 0 | 0 | 0 | 0 | 0 | 0 | 0.3641 | 0.15206
1992 | 121.6979 | 0 | 0 | 0 | 0 | 0 | 0 | 0.29754 | 0.11614
1992 | 121.7083 | 0 | 0 | 0 | 0 | 0 | 0 | 0.1566 | 0.16483
1992 | 121.7188 | 0 | 0 | 0 | 0 | 0 | 0 | 0.28188 | 0.12452
1992 | 121.7292 | 0 | 0 | 0 | 0 | 0 | 0 | 0.22707 | 0.12292
1992 | 121.7396 | 0 | 0 | 0 | 0 | 0 | 0 | 0.19967 | 0.096183
1992 | 121.75 | 0 | 0 | 0 | 0 | 0 | 0 | 0.19966 | 0.10935
1992 | 121.7604 | 0 | 0 | 0 | 0 | 0 | 0 | 0.11745 | 0.086206
1992 | 121.7708 | 0 | 0 | 0 | 0 | 0 | 0 | 0.16443 | 0.098977
1992 | 121.7813 | 0 | 0 | 0 | 0 | 0 | 0 | 0.08613 | 0.060663
1992 | 121.7917 | 0 | 0 | 0 | 0 | 0 | 0 | 0.09396 | 0.064255
1992 | 121.8021 | 0 | 0 | 0 | 0 | 0 | 0 | 0.12919 | 0.059067
1992 | 121.8125 | 0 | 0 | 0 | 0 | 0 | 0 | 0.050895 | 0.02674
1992 | 121.8229 | 0 | 0 | 0 | 0 | 0 | 0 | 0.10571 | 0.049888
1992 | 121.8333 | 0 | 0 | 0 | 0 | 0 | 0 | 0.03132 | 0.030332
1992 | 121.8438 | 0 | 0 | 0 | 0 | 0 | 0 | 0.06264 | 0.033125
1992 | 121.8542 | 0.02349 | 0 | 0 | 0 | 0 | 0 | 0.04698 | 0.023148
1992 | 121.8646 | 0 | 0 | 0 | 0 | 0 | 0 | 0.07047 | 0.030332
1992 | 121.875 | 0 | 0 | 0 | 0 | 0 | 0 | 0.06264 | 0.033524
1992 | 121.8854 | 0 | 0 | 0 | 0 | 0 | 0 | 0.06264 | 0.038713
1992 | 121.8958 | 0 | 0 | 0 | 0 | 0 | 0 | 0.02349 | 0.025941
1992 | 121.9063 | 0 | 0 | 0 | 0 | 0 | 0 | 0.0783 | 0.034323
1992 | 121.9167 | 0 | 0 | 0 | 0 | 0 | 0 | 0.058725 | 0.029134
1992 | 121.9271 | 0 | 0 | 0 | 0 | 0 | 0 | 0.058725 | 0.024744
1992 | 121.9375 | 0 | 0 | 0 | 0 | 0 | 0 | 0.00783 | 0.033125
1992 | 121.9479 | 0 | 0 | 0 | 0 | 0 | 0 | 0.09396 | 0.030332
1992 | 121.9583 | 0 | 0 | 0 | 0 | 0 | 0 | 0.02349 | 0.023547
1992 | 121.9688 | 0 | 0 | 0 | 0 | 0 | 0 | 0.01566 | 0.02235
1992 | 121.9792 | 0 | 0 | 0 | 0 | 0 | 0 | 0.04698 | 0.0035919
1992 | 121.9896 | 0 | 0 | 0 | 0 | 0 | 0 | 0.003915 | 0.025941
1992 | 122 | 0 | 0 | 0 | 0 | 0 | 0 | 0.043065 | 0.023547
1992 | 122.0104 | 0 | 0 | 0 | 0 | 0 | 0 | 0.066555 | 0.029533
1992 | 122.0208 | 0 | 0 | 0 | 0 | 0 | 0 | 0.04698 | 0.031928
1992 | 122.0313 | 0 | 0 | 0 | 0 | 0 | 0 | -0.011745 | 0.019556
1992 | 122.0417 | 0 | 0 | 0 | 0 | 0 | 0 | 0.03915 | 0.013569
1992 | 122.0521 | 0 | 0 | 0 | 0 | 0 | 0 | 0.11745 | 0.039112
1992 | 122.0625 | 0.03132 | 0 | 0 | 0 | 0 | 0 | 0.066555 | 0.019556
1992 | 122.0729 | 0 | 0 | 0 | 0 | 0 | 0 | 0 | 0.060264
1992 | 122.0833 | 0 | 0 | 0 | 0 | 0 | 0 | 0.08613 | 0.0095784
1992 | 122.0938 | 0 | 0 | 0 | 0 | 0 | 0 | 0.043065 | 0.021152
1992 | 122.1042 | 0 | 0 | 0 | 0 | 0 | 0 | 0.043065 | 0.031529
1992 | 122.1146 | 0 | 0 | 0 | 0 | 0 | 0 | 0.07047 | 0.01796
1992 | 122.125 | 0 | 0 | 0 | 0 | 0 | 0 | 0.035235 | 0.014368
1992 | 122.1354 | 0 | 0 | 0 | 0 | 0 | 0 | 0.074385 | 0.023148
1992 | 122.1458 | 0 | 0 | 0 | 0 | 0 | 0 | -0.011745 | 0.028336
1992 | 122.1563 | 0 | 0 | 0 | 0 | 0 | 0 | 0.035235 | 0.0067847
1992 | 122.1667 | 0 | 0 | 0 | 0 | 0 | 0 | 0.027405 | 0.027538
1992 | 122.1771 | 0 | 0 | 0 | 0 | 0 | 0 | 0.050895 | 0.0099775
1992 | 122.1875 | 0 | 0 | 0 | 0 | 0 | 0 | 0.00783 | -0.0007982
1992 | 122.1979 | 0 | 0 | 0 | 0 | 0 | 0 | 0.035235 | 0.031928
1992 | 122.2083 | 0 | 0 | 0 | 0 | 0 | 0 | 0.03132 | 0.019157
1992 | 122.2188 | 0 | 0 | 0 | 0 | 0 | 0 | 0.03915 | 0.015964
1992 | 122.2292 | 0 | 0 | 0 | 0 | 0 | 0 | 0 | 0.007982
1992 | 122.2396 | 0 | 0 | 0 | 0 | 0 | 0 | 0.035235 | 0.021152
1992 | 122.25 | 0 | 0 | 0 | 0 | 0 | 0 | 0.011745 | 0.0087802
1992 | 122.2604 | 0 | 0 | 0 | 0 | 0 | 0 | 0.019575 | -0.0051883
1992 | 122.2708 | 0.03132 | 0 | 0 | 0 | 0 | 0 | 0.050895 | 0.0087802
1992 | 122.2813 | 0 | 0 | 0 | 0 | 0 | 0 | -0.03132 | 0.018359
1992 | 122.2917 | 0 | 0 | 0 | 0 | 0 | 0 | 0.050895 | 0.0075829
1992 | 122.3021 | 0 | 0 | 0 | 0 | 0 | 0 | 0.02349 | 0.016363
1992 | 122.3125 | 0 | 0 | 0 | 0 | 0 | 0 | 0.06264 | 0.041107
1992 | 122.3229 | 0 | 0 | 0 | 0 | 0 | 0 | 0.03915 | 0.057071
1992 | 122.3333 | 0 | 0 | 0 | 0 | 0 | 0 | 0.03132 | 0.043502
1992 | 122.3438 | 0 | 0 | 0 | 0 | 0 | 0 | 0.11745 | 0.086206
1992 | 122.3542 | 0 | 0 | 0 | 0 | 0 | 0 | 0.10962 | 0.088201
1992 | 122.3646 | 0 | 0 | 0 | 0 | 0 | 0 | 0.13311 | 0.088201
1992 | 122.375 | 0 | 0 | 0 | 0 | 0 | 0 | 0.12919 | 0.12252
1992 | 122.3854 | 0 | 0 | 0 | 0 | 0 | 0 | 0.16052 | 0.12332
1992 | 122.3958 | 0 | 0 | 0 | 0 | 0 | 0 | 0.22315 | 0.13729
1992 | 122.4063 | 0 | 0 | 0 | 0 | 0 | 0 | 0.2075 | 0.14168
1992 | 122.4167 | 0 | 0 | 0 | 0 | 0 | 0 | 0.19575 | 0.14847
1992 | 122.4271 | 0 | 0 | 0 | 0 | 0 | 0 | 0.2349 | 0.15006
1992 | 122.4375 | 0 | 0 | 0 | 0 | 0 | 0 | 0.24273 | 0.15445
1992 | 122.4479 | 0 | 0 | 0 | 0 | 0 | 0 | 0.23099 | 0.15166
1992 | 122.4583 | 0 | 0 | 0 | 0 | 0 | 0 | 0.29754 | 0.16563
1992 | 122.4688 | 0 | 0 | 0 | 0 | 0 | 0 | 0.30537 | 0.14966
1992 | 122.4792 | 0 | 0 | 0 | 0 | 0 | 0 | 0.29362 | 0.16762
1992 | 122.4896 | 0 | 0 | 0 | 0 | 0 | 0 | 0.37584 | 0.17081
1992 | 122.5 | 0 | 0 | 0 | 0 | 0 | 0 | 0.33669 | 0.18598
1992 | 122.5104 | 0 | 0 | 0 | 0 | 0 | 0 | 0.40324 | 0.18718
1992 | 122.5208 | 0 | 0 | 0 | 0 | 0 | 0 | 0.36018 | 0.16642
1992 | 122.5313 | 0 | 0 | 0 | 0 | 0 | 0 | 0.37976 | 0.18917
1992 | 122.5417 | 0 | 0 | 0 | 0 | 0 | 0 | 0.29362 | 0.18877
1992 | 122.5521 | 0 | 0 | 0 | 0 | 0 | 0 | 0.32495 | 0.19795
1992 | 122.5625 | 0 | 0 | 0 | 0 | 0 | 0 | 0.36409 | 0.17361
1992 | 122.5729 | 0 | 0 | 0 | 0 | 0 | 0 | 0.34452 | 0.17441
1992 | 122.5833 | 0 | 0 | 0 | 0 | 0 | 0 | 0.38367 | 0.18119
1992 | 122.5938 | 0 | 0 | 0 | 0 | 0 | 0 | 0.32886 | 0.20514
1992 | 122.6042 | 0 | 0 | 0 | 0 | 0 | 0 | 0.37193 | 0.15725
1992 | 122.6146 | 0 | 0 | 0 | 0 | 0 | 0 | 0.39542 | 0.17401
1992 | 122.625 | 0 | 0 | 0 | 0 | 0 | 0 | 0.3132 | 0.19795
1992 | 122.6354 | 0 | 0 | 0 | 0 | 0 | 0 | 0.26622 | 0.15645
1992 | 122.6458 | 0 | 0 | 0 | 0 | 0 | 0 | 0.34452 | 0.17481
1992 | 122.6563 | 0 | 0 | 0 | 0 | 0 | 0 | 0.3641 | 0.17401
1992 | 122.6667 | 0 | 0 | 0 | 0 | 0 | 0 | 0.31711 | 0.17481
1992 | 122.6771 | 0 | 0 | 0 | 0 | 0 | 0 | 0.2858 | 0.15405
1992 | 122.6875 | 0 | 0 | 0 | 0 | 0 | 0 | 0.29363 | 0.12372
1992 | 122.6979 | 0 | 0 | 0 | 0 | 0 | 0 | 0.25839 | 0.15804
1992 | 122.7083 | 0 | 0 | 0 | 0 | 0 | 0 | 0.29362 | 0.12851
1992 | 122.7188 | 0 | 0 | 0 | 0 | 0 | 0 | 0.27797 | 0.14088
1992 | 122.7292 | 0 | 0 | 0 | 0 | 0 | 0 | 0.2349 | 0.12013
1992 | 122.7396 | 0 | 0 | 0 | 0 | 0 | 0 | 0.21141 | 0.10935
1992 | 122.75 | 0 | 0 | 0 | 0 | 6.2327 | 0 | 0.027405 | 0.11853
1992 | 122.7604 | 0 | 0 | 0 | 0 | 20.0448 | 0 | 0.01566 | 0.094188
1992 | 122.7708 | 0 | 0 | 0 | 0 | 0 | 0 | 0.15268 | 0.064654
1992 | 122.7813 | 0 | 0 | 0 | 0 | 0 | 0 | 0.019575 | 0.067049
1992 | 122.7917 | 0 | 0 | 0 | 0 | 0 | 0 | 0.16834 | 0.053479
1992 | 122.8021 | 0 | 0 | 0 | 0 | 0 | 0 | 0 | 0.03113
1992 | 122.8125 | 0 | 0 | 0 | 0 | 0 | 0 | 0.04698 | 0.038314
1992 | 122.8229 | 0 | 0 | 0 | 0 | 0 | 0 | 0.02349 | 0.017161
1992 | 122.8333 | 0 | 0 | 0 | 0 | 0 | 0 | 0.019575 | 0.024345
1992 | 122.8438 | 0 | 0 | 0 | 0 | 0 | 0 | 0.06264 | 0.029933
1992 | 122.8542 | 0 | 0 | 0 | 0 | 0 | 0 | 0.07047 | 0.018359
1992 | 122.8646 | 0 | 0 | 0 | 0 | 0 | 0 | 0.019575 | 0.023946
1992 | 122.875 | 0 | 0 | 0 | 0 | 0 | 0 | 0.0783 | 0.045497
1992 | 122.8854 | 0 | 0 | 0 | 0 | 0 | 0 | 0.10571 | 0.019556
1992 | 122.8958 | 0 | 0 | 0 | 0 | 0 | 0 | 0.08613 | 0.018758
1992 | 122.9063 | 0 | 0 | 0 | 0 | 0 | 0 | 0.050895 | 0.03113
1992 | 122.9167 | 0 | 0 | 0 | 0 | 0 | 0 | 0.10571 | 0.028336
1992 | 122.9271 | 0 | 0 | 0 | 0 | 0 | 0 | 0.05481 | 0.020354
1992 | 122.9375 | 0 | 0 | 0 | 0 | 0 | 0 | 0.01566 | 0.026341
1992 | 122.9479 | 0 | 0 | 0 | 0 | 0 | 0 | 0.027405 | 0.02235
1992 | 122.9583 | 0 | 0 | 0 | 0 | 0 | 0 | 0.05481 | 0.015565
1992 | 122.9688 | 0 | 0 | 0 | 0 | 0 | 0 | -0.00783 | 0.023547
1992 | 122.9792 | 0 | 0 | 0 | 0 | 0 | 0 | 0.06264 | 0.0083811
1992 | 122.9896 | 0 | 0 | 0 | 0 | 0 | 0 | 0.035235 | 0.020753
1992 | 123 | 0.02349 | 0 | 0 | 0 | 0 | 0 | 0.019575 | 0.0099775
1992 | 123.0104 | 0 | 0 | 0 | 0 | 0 | 0 | 0.027405 | 0.020354
1992 | 123.0208 | 0 | 0 | 0 | 0 | 0 | 0 | 0.03132 | 0.016363
1992 | 123.0313 | 0 | 0 | 0 | 0 | 0 | 0 | -0.02349 | 0.007982
1992 | 123.0417 | 0 | 0 | 0 | 0 | 0 | 0 | 0.08613 | 0.012372
1992 | 123.0521 | 0 | 0 | 0 | 0 | 0 | 0 | 0.01566 | 0.003991
1992 | 123.0625 | 0 | 0 | 0 | 0 | 0 | 0 | -0.00783 | 0.014368
1992 | 123.0729 | 0 | 0 | 0 | 0 | 0 | 0 | 0.003915 | 0.0059865
1992 | 123.0833 | 0 | 0 | 0 | 0 | 0 | 0 | 0.019575 | 0.013968
1992 | 123.0938 | 0 | 0 | 0 | 0 | 0 | 0 | 0.00783 | 0.0031928
1992 | 123.1042 | 0 | 0 | 0 | 0 | 0 | 0 | 0.035235 | 0.023148
1992 | 123.1146 | 0 | 0 | 0 | 0 | 0 | 0 | 0.00783 | 0.0063856
1992 | 123.125 | 0 | 0 | 0 | 0 | 0 | 0 | 0.02349 | 0.010776
1992 | 123.1354 | 0 | 0 | 0 | 0 | 0 | 0 | 0.011745 | 0.0075829
1992 | 123.1458 | 0 | 0 | 0 | 0 | 0 | 0 | 0.011745 | 0.0071838
1992 | 123.1563 | 0 | 0 | 0 | 0 | 0 | 0 | 0.0783 | -0.025143
1992 | 123.1667 | 0 | 0 | 0 | 0 | 0 | 0 | 0.28188 | 0.019955
1992 | 123.1771 | 0 | 0 | 0 | 0 | 0 | 0 | -0.22707 | -0.01796
1992 | 123.1875 | 0 | 0 | 0 | 0 | 0 | 0 | 0.38759 | 0.011973
1992 | 123.1979 | 0 | 0 | 0 | 0 | 0 | 0 | 0.14094 | -0.063058
1992 | 123.2083 | 0 | 0 | 0 | 0 | 0 | 0 | -0.19184 | 0.088201
1992 | 123.2188 | 0 | 0 | 0 | 0 | 0 | 0 | 0.34452 | 0.17321
1992 | 123.2292 | 0 | 0 | 0 | 0 | 0 | 0 | 0.64598 | -0.1345
1992 | 123.2396 | 0 | 0 | 0 | 0 | 0 | 0 | -0.51287 | 0.053479
1992 | 123.25 | 0 | 0 | 0 | 0 | 0 | 0 | 0.67338 | 0.032327
1992 | 123.2604 | 0 | 0 | 0 | 0 | 0 | 0 | -0.12136 | 0.035919
1992 | 123.2708 | 0 | 0 | 0 | 0 | 0 | 0 | 0.035235 | 0.058668
1992 | 123.2813 | 0 | 0 | 0 | 0 | 0 | 0 | 0.02349 | 0.026341
1992 | 123.2917 | 0 | 0 | 0 | 0 | 0 | 0 | 0.02349 | 0.068645
1992 | 123.3021 | 0 | 0 | 0 | 0 | 0 | 0 | 0.22707 | -0.016363
1992 | 123.3125 | 0 | 0 | 0 | 0 | 0 | 0 | 0.011745 | 0.034323
1992 | 123.3229 | 0 | 0 | 0 | 0 | 0 | 0 | -0.18401 | 0.021951
1992 | 123.3333 | 0 | 0 | 0 | 0 | 0 | 0 | 0.27796 | 0.083412
1992 | 123.3438 | 0 | 0 | 0 | 0 | 0 | 0 | -0.16834 | 0.12492
1992 | 123.3542 | 0 | 0 | 0 | 0 | 0 | 0 | 0.62248 | -0.050287
1992 | 123.3646 | 0 | 0 | 0 | 0 | 0 | 0 | 0.34452 | 0.16762
1992 | 123.375 | 0 | 0 | 0 | 0 | 0 | 0 | -0.14094 | 0.075829
1992 | 123.3854 | 0 | 0 | 0 | 0 | 0 | 0 | 0.18792 | 0.055874
1992 | 123.3958 | 0 | 0 | 0 | 0 | 0 | 0 | 0.066555 | 0.037515
1992 | 123.4063 | 0 | 0 | 0 | 0 | 0 | 0 | 0.2623 | 0.19596
1992 | 123.4167 | 0 | 0 | 0 | 0 | 0 | 0 | 0.31712 | 0.050287
1992 | 123.4271 | 0 | 0 | 0 | 0 | 0 | 0 | 0.074385 | 0.12811
1992 | 123.4375 | 0 | 0 | 0 | 0 | 0 | 0 | 0.043065 | 0.038314
1992 | 123.4479 | 0 | 0 | 0 | 0 | 0 | 0 | 0.40716 | 0.12771
1992 | 123.4583 | 0 | 0 | 0 | 0 | 0 | 0 | 0.12919 | 0.070641
1992 | 123.4688 | 0 | 0 | 0 | 0 | 0 | 0 | 0.21141 | 0.15685
1992 | 123.4792 | 0 | 0 | 0 | 0 | 0 | 0 | 0.08613 | 0.09738
1992 | 123.4896 | 0 | 0 | 0 | 0 | 0 | 0 | 0.22707 | 0.15286
1992 | 123.5 | 0 | 0 | 0 | 0 | 0 | 0 | 0.20749 | 0.083412
1992 | 123.5104 | 0 | 0 | 0 | 0 | 0 | 0 | 0.28188 | 0.086605
1992 | 123.5208 | 0 | 0 | 0 | 0 | 0 | 0 | 0.09396 | 0.14368
1992 | 123.5313 | 0 | 0 | 0 | 0 | 0 | 0 | 0.4189 | 0.087004
1992 | 123.5417 | 0 | 0 | 0 | 0 | 0 | 0 | 0.058725 | 0.1329
1992 | 123.5521 | 0 | 0 | 0 | 0 | 0 | 0 | 0.097875 | 0.12851
1992 | 123.5625 | 0 | 0 | 0 | 0 | 0 | 0 | 0.25839 | 0.083412
1992 | 123.5729 | 0 | 0 | 0 | 0 | 0 | 0 | 0.34843 | 0.11694
1992 | 123.5833 | 0 | 0 | 0 | 0 | 0 | 0 | 0.11745 | 0.12851
1992 | 123.5938 | 0 | 0 | 0 | 0 | 0 | 0 | 0.10962 | 0.10297
1992 | 123.6042 | 0 | 0 | 0 | 0 | 0 | 0 | 0.03132 | 0.10137
1992 | 123.6146 | 0 | 0 | 0 | 0 | 0 | 0 | 0.23882 | 0.10417
1992 | 123.625 | 0 | 0 | 0 | 0 | 0 | 0 | 0.07047 | 0.12013
1992 | 123.6354 | 0 | 0 | 0 | 0 | 0 | 0 | 0.19966 | 0.083013
1992 | 123.6458 | 0 | 0 | 0 | 0 | 0 | 0 | 0.21533 | 0.12452
1992 | 123.6563 | 0 | 0 | 0 | 0 | 0 | 0 | 0.13702 | 0.11055
1992 | 123.6667 | 0 | 0 | 0 | 0 | 0 | 0 | 0.13702 | 0.10177
1992 | 123.6771 | 0 | 0 | 0 | 0 | 0 | 0 | 0.074385 | 0.068246
1992 | 123.6875 | 0 | 0 | 0 | 0 | 0 | 0 | 0.19966 | 0.10975
1992 | 123.6979 | 0 | 0 | 0 | 0 | 0 | 0 | 0.16443 | 0.0886
1992 | 123.7083 | 0 | 0 | 0 | 0 | 0 | 0 | 0.05481 | 0.089398
1992 | 123.7188 | 0 | 0 | 0 | 0 | 0 | 0 | 0.043065 | 0.057071
1992 | 123.7292 | 0 | 0 | 0 | 0 | 0 | 0 | 0.14486 | 0.071439
1992 | 123.7396 | 0 | 0 | 0 | 0 | 0 | 0 | 0.12136 | 0.090596
1992 | 123.75 | 0 | 0 | 0 | 0 | 0 | 0 | 0.050895 | 0.064255
1992 | 123.7604 | 0 | 0 | 0 | 0 | 0 | 0 | 0.10571 | 0.057869
1992 | 123.7708 | 0 | 0 | 0 | 0 | 0 | 0 | 0.05481 | 0.058269
1992 | 123.7813 | 0 | 0 | 0 | 0 | 0 | 0 | 0.074385 | 0.036717
1992 | 123.7917 | 0 | 0 | 0 | 0 | 0 | 0 | 0.043065 | 0.040309
1992 | 123.8021 | 0 | 0 | 0 | 0 | 0 | 0 | 0.058725 | 0.049488
1992 | 123.8125 | 0 | 0 | 0 | 0 | 0 | 0 | 0.00783 | 0.01756
1992 | 123.8229 | 0 | 0 | 0 | 0 | 0 | 0 | 0.043065 | 0.042704
1992 | 123.8333 | 0 | 0 | 0 | 0 | 0 | 0 | 0.04698 | 0.016363
1992 | 123.8438 | 0 | 0 | 0 | 0 | 0 | 0 | 0.02349 | 0.019556
1992 | 123.8542 | 0 | 0 | 0 | 0 | 0 | 0 | -0.03915 | 0.019556
1992 | 123.8646 | 0 | 0 | 0 | 0 | 0 | 0 | 0 | 0.019955
1992 | 123.875 | 0 | 0 | 0 | 0 | 0 | 0 | 0.082215 | 0.021152
1992 | 123.8854 | 0 | 0 | 0 | 0 | 0 | 0 | 2.8422e-14 | 0.015166
1992 | 123.8958 | 0 | 0 | 0 | 0 | 0 | 0 | 0.003915 | 0.0011973
1992 | 123.9063 | 0.03132 | 0 | 0 | 0 | 0 | 0 | 0.019575 | 0.0019955
1992 | 123.9167 | 0.03132 | 0 | 0 | 0 | 0 | 0 | -0.003915 | 0.01317
1992 | 123.9271 | 0 | 0 | 0 | 0 | 0 | 0 | 0.011745 | 0.032726
1992 | 123.9375 | 0 | 0 | 0 | 0 | 0 | 0 | 0.03132 | 0.011973
1992 | 123.9479 | 0 | 0 | 0 | 0 | 0 | 0 | 0.07047 | 0.020354
1992 | 123.9583 | 0 | 0 | 0 | 0 | 0 | 0 | -0.00783 | 0.012771
1992 | 123.9688 | 0.01566 | 0 | 0 | 0 | 0 | 0 | 0.01566 | -0.0019955
1992 | 123.9792 | 0 | 0 | 0.08613 | 0 | 0 | 0 | 0.050895 | 0.0055874
1992 | 123.9896 | 0 | 0 | 0 | 0 | 0 | 0 | 0.003915 | 0.0063856
1992 | 124 | 0.00783 | 0 | 0 | 0 | 0 | 0 | 0.04698 | 0.0015964
1992 | 124.0104 | 0 | 0 | 0 | 0 | 0 | 0 | -0.01566 | -0.0007982
1992 | 124.0208 | 0 | 0 | 0 | 0 | 0 | 0 | 0.01566 | 0.003991
1992 | 124.0313 | 0.03915 | 0 | 0 | 0 | 0 | 0 | 0.011745 | 0.0011973
1992 | 124.0417 | 0 | 0 | 0 | 0 | 0 | 0 | 0 | 0.007982
1992 | 124.0521 | 0 | 0 | 0 | 0 | 0 | 0 | 0.003915 | 0.0027937
1992 | 124.0625 | 0.01566 | 0 | 0 | 0 | 0 | 0 | 0.035235 | 0
1992 | 124.0729 | 0.00783 | 0 | 0 | 0 | 0 | 0 | -0.019575 | 0.003991
1992 | 124.0833 | 0 | 0 | 0 | 0 | 0 | 0 | 0.01566 | 0.0023946
1992 | 124.0938 | 0 | 0 | 0 | 0 | 0 | 0 | 0.01566 | -0.0019955
1992 | 124.1042 | 0 | 0 | 0 | 0 | 0 | 0 | 0.01566 | 0.0011973
1992 | 124.1146 | 0.04698 | 0 | 0 | 0 | 0 | 0 | -0.011745 | -0.0011973
1992 | 124.125 | 0 | 0 | 0 | 0 | 0 | 0 | 0.03915 | 0.0043901
1992 | 124.1354 | 0 | 0 | 0 | 0 | 0 | 0 | -0.019575 | 0.0019955
1992 | 124.1458 | 0 | 0 | 0 | 0 | 0 | 0 | 0.01566 | 0.0067847
1992 | 124.1563 | 0.01566 | 0.015964 | 0 | 0 | 0 | 0 | -0.03915 | 0.003991
1992 | 124.1667 | 0 | 0 | 0 | 0 | 0 | 0 | 0.03915 | 0.0035919
1992 | 124.1771 | 0 | 0 | 0 | 0 | 0 | 0 | 0.027405 | 0.0019955
1992 | 124.1875 | 0 | 0 | 0 | 0 | 0 | 0 | 0.00783 | -0.0007982
1992 | 124.1979 | 0.02349 | 0 | 0 | 0 | 0 | 0 | -0.027405 | 0.0047892
1992 | 124.2083 | 0 | 0 | 0 | 0 | 0 | 0 | 0.03132 | 0.003991
1992 | 124.2188 | 0 | 0 | 0 | 0 | 0 | 0 | 0.00783 | -0.0019955
1992 | 124.2292 | 0.00783 | 0 | 0 | 0 | 0 | 0 | 0.01566 | -0.0015964
1992 | 124.2396 | 0.03132 | 0 | 0 | 0 | 0 | 0 | 0.01566 | 0.0059865
1992 | 124.25 | 0.04698 | 0 | 0 | 0 | 0 | 0 | 0.019575 | 0.0019955
1992 | 124.2604 | 0 | 0 | 0 | 0 | 0 | 0 | 0.011745 | 0.0003991
1992 | 124.2708 | 0 | 0 | 0 | 0 | 0 | 0 | 0.05481 | 0.0031928
1992 | 124.2813 | 0 | 0 | 0 | 0 | 0 | 0 | -0.06264 | 0.0051883
1992 | 124.2917 | 0 | 0 | 0 | 0 | 0 | 0 | 0.011745 | 0.0051883
1992 | 124.3021 | 0 | 0 | 0 | 0 | 0 | 0 | 0.02349 | 0.019955
1992 | 124.3125 | 0 | 0 | 0 | 0 | 0 | 0 | 0.027405 | 0.021951
1992 | 124.3229 | 0.00783 | 0 | 0 | 0 | 0 | 0 | 0.02349 | 0.043901
1992 | 124.3333 | 0 | 0 | 0 | 0 | 0 | 0 | -0.01566 | 0.041506
1992 | 124.3438 | 0 | 0 | 0 | 0 | 0 | 0 | 0.074385 | 0.05747
1992 | 124.3542 | 0 | 0 | 0 | 0 | 0 | 0 | 0.03132 | 0.067448
1992 | 124.3646 | 0 | 0 | 0 | 0 | 0 | 0 | 0.10179 | 0.071439
1992 | 124.375 | 0 | 0 | 0 | 0 | 0 | 0 | 0.03915 | 0.090596
1992 | 124.3854 | 0 | 0 | 0 | 0 | 0 | 0 | 0.08613 | 0.092192
1992 | 124.3958 | 0 | 0 | 0 | 0 | 0 | 0 | 0.05481 | 0.090197
1992 | 124.4063 | 0 | 0 | 0 | 0 | 0 | 0 | 0.14486 | 0.087004
1992 | 124.4167 | 0 | 0 | 0 | 0 | 0 | 0 | 0.03132 | 0.087403
1992 | 124.4271 | 0 | 0 | 0 | 0 | 0 | 0 | 0.07047 | 0.089798
1992 | 124.4375 | 0 | 0 | 0 | 0 | 0 | 0 | 0.0783 | 0.088201
1992 | 124.4479 | 0 | 0 | 0 | 0 | 0 | 0 | 0.18792 | 0.10217
1992 | 124.4583 | 0 | 0 | 0 | 0 | 0 | 0 | 0.097875 | 0.10736
1992 | 124.4688 | 0 | 0 | 0 | 0 | 0 | 0 | 0.12136 | 0.096582
1992 | 124.4792 | 0 | 0 | 0 | 0 | 0 | 0 | 0.074385 | 0.10776
1992 | 124.4896 | 0 | 0 | 0 | 0 | 0 | 0 | 0.13311 | 0.094188
1992 | 124.5 | 0 | 0 | 0 | 0 | 0 | 0 | 0.07047 | 0.093389
1992 | 124.5104 | 0 | 0 | 0 | 0 | 0 | 0 | 0.11354 | 0.094587
1992 | 124.5208 | 0 | 0 | 0 | 0 | 0 | 0 | 0.10962 | 0.079421
1992 | 124.5313 | 0 | 0 | 0 | 0 | 0 | 0 | 0.0783 | 0.10696
1992 | 124.5417 | 0 | 0 | 0 | 0 | 0 | 0 | 0.082215 | 0.095784
1992 | 124.5521 | 0 | 0 | 0 | 0 | 0 | 0 | 0.1566 | 0.088999
1992 | 124.5625 | 0 | 0 | 0 | 0 | 0 | 0 | 0.03915 | 0.098179
1992 | 124.5729 | 0 | 0 | 0 | 0 | 0 | 0 | 0.097875 | 0.088201
1992 | 124.5833 | 0 | 0 | 0 | 0 | 0 | 0 | 0.074385 | 0.078623
1992 | 124.5938 | 0 | 0 | 0 | 0 | 0 | 0 | 0.050895 | 0.080219
1992 | 124.6042 | 0 | 0 | 0 | 0 | 0 | 0 | 0.097875 | 0.087403
1992 | 124.6146 | 0 | 0 | 0 | 0 | 0 | 0 | 0.13702 | 0.090197
1992 | 124.625 | 0 | 0 | 0 | 0 | 0 | 0 | 0.082215 | 0.072237
1992 | 124.6354 | 0 | 0 | 0 | 0 | 0 | 0 | 0.05481 | 0.071439
1992 | 124.6458 | 0 | 0 | 0 | 0 | 0 | 0 | 0.08613 | 0.070242
1992 | 124.6563 | 0 | 0 | 0 | 0 | 0 | 0 | 0.05481 | 0.059865
1992 | 124.6667 | 0 | 0 | 0 | 0 | 0 | 0 | 0.12919 | 0.063058
1992 | 124.6771 | 0 | 0 | 0 | 0 | 0 | 0 | 0.050895 | 0.049089
1992 | 124.6875 | 0 | 0 | 0 | 0 | 0 | 0 | 0.011745 | 0.05747
1992 | 124.6979 | 0 | 0 | 0 | 0 | 0 | 0 | 0.10571 | 0.033524
1992 | 124.7083 | 0 | 0 | 0 | 0 | 0 | 0 | 0.05481 | 0.053879
1992 | 124.7188 | 0 | 0 | 0 | 0 | 0 | 0 | 0.074385 | 0.049488
1992 | 124.7292 | 0 | 0 | 0 | 0 | 0 | 0 | 0.066555 | 0.0443
1992 | 124.7396 | 0 | 0 | 0 | 0 | 0 | 0 | 0.0783 | 0.040708
1992 | 124.75 | 0 | 0 | 0 | 0 | 0 | 0 | 0.003915 | 0.017161
1992 | 124.7604 | 0 | 0 | 0 | 0 | 0 | 0 | 0.00783 | 0.020354
1992 | 124.7708 | 0.03915 | 0 | 0 | 0 | 0 | 0 | 0.019575 | 0.02235
1992 | 124.7813 | 0 | 0 | 0 | 0 | 0 | 0 | 0.01566 | 0.0019955
1992 | 124.7917 | 0.04698 | 0 | 0 | 0 | 0 | 0 | 0.043065 | 0.015964
1992 | 124.8021 | 0 | 0 | 0 | 0 | 0 | 0 | 0.04698 | 0.015964
1992 | 124.8125 | 0.03132 | 0 | 0 | 0 | 0 | 0 | 0.019575 | 0.0059865
1992 | 124.8229 | 0 | 0 | 0 | 0 | 0 | 0 | -0.011745 | -0.0011973
1992 | 124.8333 | 0.00783 | 0 | 0 | 0 | 0 | 0 | 0.03132 | 0.0087802
1992 | 124.8438 | 0 | 0 | 0 | 0 | 0 | 0 | 0.03132 | -0.0059865
1992 | 124.8542 | 0 | 0 | 0 | 0 | 0 | 0 | -0.027405 | 0.0071838
1992 | 124.8646 | 0 | 0 | 0 | 0 | 0 | 0 | -0.019575 | 0.0095784
1992 | 124.875 | 0 | 0 | 0 | 0 | 0 | 0 | 0.00783 | -0.0059865
1992 | 124.8854 | 0 | 0 | 0 | 0 | 0 | 0 | 0.011745 | -0.0015964
1992 | 124.8958 | 0.00783 | 0 | 0 | 0 | 0 | 0 | 0 | 0.0051883
1992 | 124.9063 | 0 | 0 | 0 | 0 | 0 | 0 | 0.00783 | 0.0007982
1992 | 124.9167 | 0.00783 | 0.010377 | 0 | 0 | 0 | 0 | -0.027405 | -0.0011973
1992 | 124.9271 | 0.01566 | 0.032726 | 0 | 0 | 0 | 0 | 0.00783 | -0.0071838
1992 | 124.9375 | 0.00783 | 0 | 0 | 0 | 0 | 0 | 0.00783 | 0.003991
1992 | 124.9479 | 0 | 0 | 0 | 0 | 0 | 0 | 0 | -0.0051883
1992 | 124.9583 | 0 | 0 | 0 | 0 | 0 | 0 | 0.050895 | 0.011175
1992 | 124.9688 | 0 | 0 | 0 | 0 | 0 | 0 | -0.043065 | 0.0023946
1992 | 124.9792 | 0.00783 | 0 | 0 | 0 | 0 | 0 | -0.011745 | 0.0027937
1992 | 124.9896 | 0 | 0 | 0 | 0 | 0 | 0 | 0.03915 | -0.0007982
1992 | 125 | 0 | 0 | 0 | 0 | 0 | 0 | 0 | 0.0027937
1992 | 125.0104 | 0 | 0 | 0 | 0 | 0 | 0 | -0.00783 | -0.0027937
1992 | 125.0208 | 0 | 0 | 0 | 0 | 0 | 0 | 0.00783 | 0.0047892
1992 | 125.0313 | 0.05481 | 0 | 0 | 0 | 0 | 0 | 0.019575 | -0.0023946
1992 | 125.0417 | 0.00783 | 0 | 0 | 0 | 0 | 0 | 0.035235 | 0.0055874
1992 | 125.0521 | 0.04698 | 0 | 0 | 0 | 0 | 0 | 0.01566 | 0.0051883
1992 | 125.0625 | 0 | 0 | 0 | 0 | 0 | 0 | -0.003915 | -0.0047892
1992 | 125.0729 | 0 | 0 | 0 | 0 | 0 | 0 | 0.00783 | -0.0063856
1992 | 125.0833 | 0 | 0 | 0 | 0 | 0 | 0 | -0.00783 | 0
1992 | 125.0938 | 0 | 0 | 0 | 0 | 0 | 0 | 0.027405 | -0.0027937
1992 | 125.1042 | 0 | 0 | 0 | 0 | 0 | 0 | -0.03132 | 0.0059865
1992 | 125.1146 | 0 | 0 | 0 | 0 | 0 | 0 | 0.00783 | -0.0015964
1992 | 125.125 | 0 | 0 | 0 | 0 | 0 | 0 | 0.00783 | -0.0011973
1992 | 125.1354 | 0 | 0 | 0 | 0 | 0 | 0 | 0.003915 | 0.0071838
1992 | 125.1458 | 0.00783 | 0 | 0 | 0 | 0 | 0 | -5.6843e-14 | -0.0007982
1992 | 125.1563 | 0 | 0.0087802 | 0 | 0 | 0 | 0 | 0 | -0.0027937
1992 | 125.1667 | 0.01566 | 0 | 0 | 0 | 0 | 0 | 0.011745 | 0
1992 | 125.1771 | 0 | 0 | 0 | 0 | 0 | 0 | 2.8422e-14 | 0.0027937
1992 | 125.1875 | 0.03132 | 0 | 0 | 0 | 0 | 0 | 0.027405 | 0.0007982
1992 | 125.1979 | 0 | 0.007982 | 0 | 0 | 0 | 0 | 0.011745 | -0.0007982
1992 | 125.2083 | 0 | 0 | 0 | 0 | 0 | 0 | 0.027405 | 0.0019955
1992 | 125.2188 | 0.04698 | 0 | 0 | 0 | 0 | 0 | 0.011745 | -0.0019955
1992 | 125.2292 | 0 | 0 | 0 | 0 | 0 | 0 | -0.02349 | -0.0011973
1992 | 125.2396 | 0 | 0 | 0 | 0 | 0 | 0 | 0.011745 | -0.0027937
1992 | 125.25 | 0 | 0 | 0 | 0 | 0 | 0 | -0.019575 | -0.0007982
1992 | 125.2604 | 0 | 0 | 0 | 0 | 0 | 0 | -0.00783 | 0.0019955
1992 | 125.2708 | 0 | 0 | 0 | 0 | 0 | 0 | 0.02349 | -0.0015964
1992 | 125.2813 | 0.00783 | 0 | 0 | 0 | 0 | 0 | -0.027405 | 0.0067847
1992 | 125.2917 | 0 | 0 | 0 | 0 | 0 | 0 | 0.058725 | 0.014767
1992 | 125.3021 | 0 | 0 | 0 | 0 | 0 | 0 | -0.01566 | 0.01756
1992 | 125.3125 | 0 | 0 | 0 | 0 | 0 | 0 | 0.027405 | 0.029134
1992 | 125.3229 | 0 | 0 | 0 | 0 | 0 | 0 | 0.043065 | -0.0047892
1992 | 125.3333 | 0 | 0 | 0 | 0 | 0 | 0 | 0 | 0.056672
1992 | 125.3438 | 0 | 0 | 0 | 0 | 0 | 0 | 0.0783 | 0.058668
1992 | 125.3542 | 0 | 0 | 0 | 0 | 0 | 0 | 0.066555 | 0.069842
1992 | 125.3646 | 0 | 0 | 0 | 0 | 0 | 0 | 0.14486 | 0.081017
1992 | 125.375 | 0 | 0 | 0 | 0 | 0 | 0 | 0.090045 | 0.075829
1992 | 125.3854 | 0 | 0 | 0 | 0 | 0 | 0 | 0.027405 | 0.089798
1992 | 125.3958 | 0 | 0 | 0 | 0 | 0 | 0 | 0.19184 | 0.098179
1992 | 125.4063 | 0 | 0 | 0 | 0 | 0 | 0 | 0.13702 | 0.094986
1992 | 125.4167 | 0 | 0 | 0 | 0 | 0 | 0 | 0.11745 | 0.10297
1992 | 125.4271 | 0 | 0 | 0 | 0 | 0 | 0 | 0.15268 | 0.10736
1992 | 125.4375 | 0 | 0 | 0 | 0 | 0 | 0 | 0.14877 | 0.10017
1992 | 125.4479 | 0 | 0 | 0 | 0 | 0 | 0 | 0.16051 | 0.10097
1992 | 125.4583 | 0 | 0 | 0 | 0 | 0 | 0 | 0.17618 | 0.10217
1992 | 125.4688 | 0 | 0 | 0 | 0 | 0 | 0 | 0.16834 | 0.10496
1992 | 125.4792 | 0 | 0 | 0 | 0 | 0 | 0 | 0.18401 | 0.10456
1992 | 125.4896 | 0 | 0 | 0 | 0 | 0 | 0 | 0.20358 | 0.11374
1992 | 125.5 | 0 | 0 | 0 | 0 | 0 | 0 | 0.14486 | 0.091793
1992 | 125.5104 | 0 | 0 | 0 | 0 | 0 | 0 | 0.184 | 0.10177
1992 | 125.5208 | 0 | 0 | 0 | 0 | 0 | 0 | 0.21533 | 0.10975
1992 | 125.5313 | 0 | 0 | 0 | 0 | 0 | 0 | 0.19575 | 0.11853
1992 | 125.5417 | 0 | 0 | 0 | 0 | 0 | 0 | 0.09396 | 0.09738
1992 | 125.5521 | 0 | 0 | 0 | 0 | 0 | 0 | 0.12136 | 0.090596
1992 | 125.5625 | 0 | 0 | 0 | 0 | 0 | 0 | 0.11745 | 0.092192
1992 | 125.5729 | 0 | 0 | 0 | 0 | 0 | 0 | 0.18792 | 0.11374
1992 | 125.5833 | 0 | 0 | 0 | 0 | 0 | 0 | 0.184 | 0.10935
1992 | 125.5938 | 0 | 0 | 0 | 0 | 0 | 0 | 0.20358 | 0.083811
1992 | 125.6042 | 0 | 0 | 0 | 0 | 0 | 0 | 0.12528 | 0.094188
1992 | 125.6146 | 0 | 0 | 0 | 0 | 0 | 0 | 0.082215 | 0.088201
1992 | 125.625 | 0 | 0 | 0 | 0 | 1.1745 | 0 | 0 | 0.096981
1992 | 125.6354 | 0 | 0 | 0 | 0 | 0.93177 | 0 | -5.6843e-14 | 0.10456
1992 | 125.6458 | 0 | 0 | 0 | 0 | 2.9597 | 0 | -5.6843e-14 | 0.087403
1992 | 125.6563 | 0 | 0 | 0 | 0 | 3.3904 | 0 | 0 | 0.077026
1992 | 125.6667 | 0 | 0 | 0 | 0 | 3.6958 | 0 | 2.8422e-14 | 0.11015
1992 | 125.6771 | 0 | 0 | 0 | 0 | 3.0459 | 0 | 2.8422e-14 | 0.10696
1992 | 125.6875 | 0 | 0 | 0 | 0 | 3.4139 | 0 | 5.6843e-14 | 0.069842
1992 | 125.6979 | 0 | 0 | 0 | 0 | 3.4452 | 0 | 0 | 0.066251
1992 | 125.7083 | 0 | 0 | 0 | 0 | 3.2338 | 0 | 0 | 0.0886
1992 | 125.7188 | 0 | 0 | 0 | 0 | 2.3647 | 0 | 0 | 0.091793
1992 | 125.7292 | 0.03132 | 0 | 0 | 0 | 0.69687 | 0 | -0.00783 | 0.07982
1992 | 125.7396 | 0 | 0 | 0 | 0 | 0 | 0 | 0.066555 | 0.077425
1992 | 125.75 | 0 | 0 | 0 | 0 | 0 | 0 | 0.06264 | 0.06226
1992 | 125.7604 | 0 | 0 | 0 | 0 | 0 | 0 | 0.082215 | 0.070641
1992 | 125.7708 | 0 | 0 | 0 | 0 | 0 | 0 | 0.03915 | 0.063058
1992 | 125.7813 | 0 | 0 | 0 | 0 | 0 | 0 | 0.058725 | 0.047094
1992 | 125.7917 | 0 | 0 | 0 | 0 | 0 | 0 | 0.011745 | 0.050686
1992 | 125.8021 | 0 | 0 | 0 | 0 | 0 | 0 | 0.058725 | 0.034722
1992 | 125.8125 | 0.03915 | 0 | 0 | 0 | 0 | 0 | 2.8422e-14 | 0.018359
1992 | 125.8229 | 0 | 0 | 0 | 0 | 0 | 0 | 0.027405 | 0.011175
1992 | 125.8333 | 0 | 0 | 0 | 0 | 0 | 0 | 0.00783 | 0.0091793
1992 | 125.8438 | 0.02349 | 0 | 0 | 0 | 0 | 0 | 0.01566 | 0.0063856
1992 | 125.8542 | 0 | 0 | 0 | 0 | 0 | 0 | 0.01566 | 0.0035919
1992 | 125.8646 | 0 | 0 | 0 | 0 | 0 | 0 | -0.00783 | 0.0055874
1992 | 125.875 | 0 | 0 | 0 | 0 | 0 | 0 | 0.003915 | 0.0011973
1992 | 125.8854 | 0 | 0 | 0 | 0 | 0 | 0 | -0.003915 | 0.0047892
1992 | 125.8958 | 0 | 0 | 0 | 0 | 0 | 0 | 0.02349 | 0.0043901
1992 | 125.9063 | 0 | 0 | 0 | 0 | 0 | 0 | 0.00783 | 0.0011973
1992 | 125.9167 | 0.01566 | 0 | 0 | 0 | 0 | 0 | 0 | -0.0003991
1992 | 125.9271 | 0.00783 | 0 | 0 | 0 | 0 | 0 | 0.019575 | 0.003991
1992 | 125.9375 | 0 | 0 | 0 | 0 | 0 | 0 | -0.011745 | 0.0047892
1992 | 125.9479 | 0 | 0 | 0 | 0 | 0 | 0 | 0.02349 | 0
1992 | 125.9583 | 0 | 0 | 0 | 0 | 0 | 0 | -0.019575 | 0.0027937
1992 | 125.9688 | 0 | 0 | 0 | 0 | 0 | 0 | 0.01566 | -0.0003991
1992 | 125.9792 | 0 | 0 | 0 | 0 | 0 | 0 | 0.01566 | -0.0003991
1992 | 125.9896 | 0 | 0 | 0 | 0 | 0 | 0 | -0.00783 | 0.0055874
1992 | 126 | 0 | 0 | 0 | 0 | 0 | 0 | 0.00783 | 0.0003991
1992 | 126.0104 | 0.01566 | 0 | 0 | 0 | 0 | 0 | -0.011745 | 0.0019955
1992 | 126.0208 | 0 | 0 | 0 | 0 | 0 | 0 | 0.03915 | 0.003991
1992 | 126.0313 | 0 | 0 | 0 | 0 | 0 | 0 | 0.011745 | 0.0035919
1992 | 126.0417 | 0 | 0 | 0 | 0 | 0 | 0 | -0.01566 | 0.0047892
1992 | 126.0521 | 0 | 0 | 0 | 0 | 0 | 0 | 0.02349 | 0.0019955
1992 | 126.0625 | 0 | 0 | 0 | 0 | 0 | 0 | 0.02349 | 0.0019955
1992 | 126.0729 | 0.00783 | 0 | 0 | 0 | 0 | 0 | -0.003915 | 0.0003991
1992 | 126.0833 | 0 | 0 | 0 | 0 | 0 | 0 | 0 | 0.0051883
1992 | 126.0938 | 0.00783 | 0 | 0 | 0 | 0 | 0 | 0.019575 | 0.0003991
1992 | 126.1042 | 0 | 0 | 0 | 0 | 0 | 0 | 0.00783 | -0.0007982
1992 | 126.1146 | 0 | 0 | 0 | 0 | 0 | 0 | 0 | 0.0059865
1992 | 126.125 | 0 | 0 | 0 | 0 | 0 | 0 | 0.011745 | 0.0035919
1992 | 126.1354 | 0.01566 | 0 | 0 | 0 | 0 | 0 | 2.8422e-14 | 0.0011973
1992 | 126.1458 | 0 | 0 | 0 | 0 | 0 | 0 | 0.003915 | -0.0011973
1992 | 126.1563 | 0 | 0 | 0 | 0 | 0 | 0 | 0.019575 | 0.0027937
1992 | 126.1667 | 0 | 0 | 0 | 0 | 0 | 0 | 0.003915 | 0.0043901
1992 | 126.1771 | 0 | 0 | 0 | 0 | 0 | 0 | 0.00783 | -0.0015964
1992 | 126.1875 | 0 | 0 | 0 | 0 | 0 | 0 | -0.01566 | 0.0059865
1992 | 126.1979 | 0 | 0 | 0 | 0 | 0 | 0 | 0.019575 | 0.0023946
1992 | 126.2083 | 0 | 0 | 0 | 0 | 0 | 0 | 0.01566 | -0.0003991
1992 | 126.2188 | 0 | 0 | 0 | 0 | 0 | 0 | 0.003915 | 0.0083811
1992 | 126.2292 | 0 | 0 | 0 | 0 | 0 | 0 | -0.00783 | 0.0083811
1992 | 126.2396 | 0 | 0 | 0 | 0 | 0 | 0 | 0 | 0.0043901
1992 | 126.25 | 0 | 0 | 0 | 0 | 0 | 0 | 0.035235 | 0.0047892
1992 | 126.2604 | 0 | 0 | 0 | 0 | 0 | 0 | 0.027405 | 0.0063856
1992 | 126.2708 | 0 | 0 | 0 | 0 | 0 | 0 | -0.011745 | 0.0019955
1992 | 126.2813 | 0 | 0 | 0 | 0 | 0 | 0 | -0.011745 | 0.0095784
1992 | 126.2917 | 0 | 0 | 0 | 0 | 0 | 0 | 0.01566 | 0.011574
1992 | 126.3021 | 0 | 0 | 0 | 0 | 0 | 0 | 0.011745 | 0.021951
1992 | 126.3125 | 0 | 0 | 0 | 0 | 0 | 0 | 0 | 0.025143
1992 | 126.3229 | 0 | 0 | 0 | 0 | 0 | 0 | 0.035235 | 0.039511
1992 | 126.3333 | 0 | 0 | 0 | 0 | 0 | 0 | 0.04698 | 0.049089
1992 | 126.3438 | 0 | 0 | 0 | 0 | 0 | 0 | 0.0783 | 0.066251
1992 | 126.3542 | 0 | 0 | 0 | 0 | 0 | 0 | 0.097875 | 0.067448
1992 | 126.3646 | 0 | 0 | 0 | 0 | 0 | 0 | 0.10179 | 0.080618
1992 | 126.375 | 0 | 0 | 0 | 0 | 0 | 0 | 0.19575 | 0.087004
1992 | 126.3854 | 0 | 0 | 0 | 0 | 0 | 0 | 0.1292 | 0.081816
1992 | 126.3958 | 0 | 0 | 0 | 0 | 0 | 0 | 0.20358 | 0.089398
1992 | 126.4063 | 0 | 0 | 0 | 0 | 0 | 0 | 0.19183 | 0.10417
1992 | 126.4167 | 0 | 0 | 0 | 0 | 0 | 0 | 0.19575 | 0.10177
1992 | 126.4271 | 0 | 0 | 0 | 0 | 0 | 0 | 0.17226 | 0.096183
1992 | 126.4375 | 0 | 0 | 0 | 0 | 0 | 0 | 0.19575 | 0.092591
1992 | 126.4479 | 0 | 0 | 0 | 0 | 0 | 0 | 0.20749 | 0.11015
1992 | 126.4583 | 0 | 0 | 0 | 0 | 0 | 0 | 0.19184 | 0.09738
1992 | 126.4688 | 0 | 0 | 0 | 0 | 0 | 0 | 0.16052 | 0.10816
1992 | 126.4792 | 0 | 0 | 0 | 0 | 0 | 0 | 0.16443 | 0.087802
1992 | 126.4896 | 0 | 0 | 0 | 0 | 0 | 0 | 0.13703 | 0.09738
1992 | 126.5 | 0 | 0 | 0 | 0 | 0 | 0 | 0.22315 | 0.10456
1992 | 126.5104 | 0 | 0 | 0 | 0 | 0 | 0 | 0.13702 | 0.10337
1992 | 126.5208 | 0 | 0 | 0 | 0 | 0 | 0 | 0.11745 | 0.096582
1992 | 126.5313 | 0 | 0 | 0 | 0 | 0 | 0 | 0.10179 | 0.076627
1992 | 126.5417 | 0 | 0 | 0 | 0 | 0 | 0 | 0.08613 | 0.083013
1992 | 126.5521 | 0 | 0 | 0 | 0 | 0 | 0 | 0.28971 | 0.10696
1992 | 126.5625 | 0 | 0 | 0 | 0 | 0 | 0 | 0.21141 | 0.11734
1992 | 126.5729 | 0 | 0 | 0 | 0 | 0 | 0 | 0.16443 | 0.10137
1992 | 126.5833 | 0 | 0 | 0 | 0 | 0 | 0 | 0.1566 | 0.10337
1992 | 126.5938 | 0 | 0 | 0 | 0 | 0 | 0 | 0.184 | 0.11734
1992 | 126.6042 | 0 | 0 | 0 | 0 | 0 | 0 | 0.11745 | 0.10177
1992 | 126.6146 | 0 | 0 | 0 | 0 | 0 | 0 | 0.12528 | 0.098179
1992 | 126.625 | 0 | 0 | 0 | 0 | 0 | 0 | 0.2075 | 0.10736
1992 | 126.6354 | 0 | 0 | 0 | 0 | 0 | 0 | 0.184 | 0.099376
1992 | 126.6458 | 0 | 0 | 0 | 0 | 0 | 0 | 0.20358 | 0.11295
1992 | 126.6563 | 0 | 0 | 0 | 0 | 0 | 0 | 0.21924 | 0.10975
1992 | 126.6667 | 0 | 0 | 0 | 0 | 0 | 0 | 0.16443 | 0.11095
1992 | 126.6771 | 0 | 0 | 0 | 0 | 0 | 0 | 0.17618 | 0.10816
1992 | 126.6875 | 0 | 0 | 0 | 0 | 0 | 0 | 0.15268 | 0.093389
1992 | 126.6979 | 0 | 0 | 0 | 0 | 0 | 0 | 0.09396 | 0.081017
1992 | 126.7083 | 0 | 0 | 0 | 0 | 0 | 0 | 0.12137 | 0.065851
1992 | 126.7188 | 0 | 0 | 0 | 0 | 0 | 0 | 0.11745 | 0.055475
1992 | 126.7292 | 0 | 0 | 0 | 0 | 0 | 0 | 0.07047 | 0.081017
1992 | 126.7396 | 0 | 0 | 0 | 0 | 0 | 0 | 0.12136 | 0.065852
1992 | 126.75 | 0 | 0 | 0 | 0 | 0 | 0 | 0.11354 | 0.053479
1992 | 126.7604 | 0 | 0 | 0 | 0 | 0 | 0 | 0.0783 | 0.063457
1992 | 126.7708 | 0 | 0 | 0 | 0 | 0 | 0 | 0.043065 | 0.043901
1992 | 126.7813 | 0 | 0 | 0 | 0 | 0 | 0 | 0.10179 | 0.054677
1992 | 126.7917 | 0 | 0 | 0 | 0 | 0 | 0 | 0.082215 | 0.034323
1992 | 126.8021 | 0 | 0 | 0 | 0 | 0 | 0 | 0.03915 | 0.027538
1992 | 126.8125 | 0 | 0 | 0 | 0 | 0 | 0 | 0.03915 | 0.041506
1992 | 126.8229 | 0 | 0 | 0 | 0 | 0 | 0 | 0.082215 | 0.029533
1992 | 126.8333 | 0 | 0 | 0 | 0 | 0 | 0 | 0.01566 | 0.019955
1992 | 126.8438 | 0 | 0 | 0 | 0 | 0 | 0 | 0.050895 | 0.028336
1992 | 126.8542 | 0 | 0 | 0 | 0 | 0 | 0 | 0.03915 | 0.021951
1992 | 126.8646 | 0 | 0 | 0 | 0 | 0 | 0 | -0.011745 | 0.022749
1992 | 126.875 | 0 | 0 | 0 | 0 | 0 | 0 | 0.03915 | 0.015964
1992 | 126.8854 | 0 | 0 | 0 | 0 | 0 | 0 | 0.011745 | 0.01796
1992 | 126.8958 | 0 | 0 | 0 | 0 | 0 | 0 | 0.03132 | 0.017161
1992 | 126.9063 | 0 | 0 | 0 | 0 | 0 | 0 | 0.04698 | 0.020753
1992 | 126.9167 | 0 | 0 | 0 | 0 | 0 | 0 | 0.011745 | 0.022749
1992 | 126.9271 | 0 | 0 | 0 | 0 | 0 | 0 | 0.019575 | 0.01756
1992 | 126.9375 | 0 | 0 | 0 | 0 | 0 | 0 | 0.03132 | 0.019955
1992 | 126.9479 | 0 | 0 | 0 | 0 | 0 | 0 | 0.04698 | -0.013569
1992 | 126.9583 | 0 | 0 | 0 | 0 | 0 | 0 | 0.019575 | 0.040708
1992 | 126.9688 | 0 | 0 | 0 | 0 | 0 | 0 | 0.082215 | 0.025143
1992 | 126.9792 | 0 | 0 | 0 | 0 | 0 | 0 | 0.02349 | -0.0027937
1992 | 126.9896 | 0 | 0 | 0 | 0 | 0 | 0 | 0.06264 | 0.06665
1992 | 127 | 0 | 0 | 0 | 0 | 0 | 0 | 0.035235 | 0.014767
1992 | 127.0104 | 0 | 0 | 0 | 0 | 0 | 0 | 0.07047 | 0.027139
1992 | 127.0208 | 0 | 0 | 0 | 0 | 0 | 0 | -0.003915 | 0.018758
1992 | 127.0313 | 0 | 0 | 0 | 0 | 0 | 0 | 0.066555 | 0.016363
1992 | 127.0417 | 0 | 0 | 0 | 0 | 0 | 0 | 0.043065 | 0.019157
1992 | 127.0521 | 0 | 0 | 0 | 0 | 0 | 0 | 0.03132 | 0.014767
1992 | 127.0625 | 0 | 0 | 0 | 0 | 0 | 0 | 0.02349 | 0.023148
1992 | 127.0729 | 0 | 0 | 0 | 0 | 0 | 0 | 0.06264 | 0.021152
1992 | 127.0833 | 0 | 0 | 0 | 0 | 0 | 0 | -0.02349 | 0.023148
1992 | 127.0938 | 0 | 0 | 0 | 0 | 0 | 0 | 0.06264 | 0.0087802
1992 | 127.1042 | 0 | 0 | 0 | 0 | 0 | 0 | 0.01566 | 0.024744
1992 | 127.1146 | 0 | 0 | 0 | 0 | 0 | 0 | 0.003915 | 0.01317
1992 | 127.125 | 0 | 0 | 0 | 0 | 0 | 0 | 0.043065 | 0.0043901
1992 | 127.1354 | 0 | 0 | 0 | 0 | 0 | 0 | 0.066555 | 0.032327
1992 | 127.1458 | 0 | 0 | 0 | 0 | 0 | 0 | 0 | -0.0047892
1992 | 127.1563 | 0 | 0 | 0 | 0 | 0 | 0 | 0.03915 | 0.032726
1992 | 127.1667 | 0 | 0 | 0 | 0 | 0 | 0 | 0.02349 | 0.013569
1992 | 127.1771 | 0 | 0 | 0 | 0 | 0 | 0 | 0.03915 | 0.01796
1992 | 127.1875 | 0 | 0 | 0 | 0 | 0 | 0 | 0.02349 | 0.014767
1992 | 127.1979 | 0 | 0 | 0 | 0 | 0 | 0 | 0.003915 | 0.012771
1992 | 127.2083 | 0 | 0 | 0 | 0 | 0 | 0 | 0.06264 | 0.014767
1992 | 127.2188 | 0 | 0 | 0 | 0 | 0 | 0 | 0.02349 | 0.0083811
1992 | 127.2292 | 0 | 0 | 0 | 0 | 0 | 0 | 0.03132 | 0.025542
1992 | 127.2396 | 0 | 0 | 0 | 0 | 0 | 0 | 0.03132 | 0.010776
1992 | 127.25 | 0.06264 | 0 | 0 | 0 | 0 | 0 | 0.043065 | 0.014767
1992 | 127.2604 | 0 | 0 | 0 | 0 | 0 | 0 | 0.035235 | 0.011175
1992 | 127.2708 | 0 | 0 | 0 | 0 | 0 | 0 | 0.03132 | 0.012372
1992 | 127.2813 | 0 | 0 | 0 | 0 | 0 | 0 | 0.00783 | 0.015964
1992 | 127.2917 | 0 | 0 | 0 | 0 | 0 | 0 | 0.035235 | 0.020354
1992 | 127.3021 | 0 | 0 | 0 | 0 | 0 | 0 | 0.043065 | 0.024345
1992 | 127.3125 | 0 | 0 | 0 | 0 | 0 | 0 | -0.003915 | 0.033125
1992 | 127.3229 | 0 | 0 | 0 | 0 | 0 | 0 | 0.06264 | 0.015964
1992 | 127.3333 | 0 | 0 | 0 | 0 | 0 | 0 | 0.02349 | 0.059466
1992 | 127.3438 | 0 | 0 | 0 | 0 | 0 | 0 | 0.09396 | 0.041905
1992 | 127.3542 | 0 | 0 | 0 | 0 | 0 | 0 | 0.043065 | 0.045497
1992 | 127.3646 | 0 | 0 | 0 | 0 | 0 | 0 | 0.090045 | 0.053878
1992 | 127.375 | 0 | 0 | 0 | 0 | 0 | 0 | 0.04698 | 0.052282
1992 | 127.3854 | 0 | 0 | 0 | 0 | 0 | 0 | 0.08613 | 0.042305
1992 | 127.3958 | 0 | 0 | 0 | 0 | 0 | 0 | 0.03915 | 0.038314
1992 | 127.4063 | 0 | 0 | 0 | 0 | 0 | 0 | 0.10179 | 0.047094
1992 | 127.4167 | 0 | 0 | 0 | 0 | 0 | 0 | 0.03915 | 0.051484
1992 | 127.4271 | 0 | 0 | 0 | 0 | 0 | 0 | 0.066555 | 0.05787
1992 | 127.4375 | 0 | 0 | 0 | 0 | 0 | 0 | 0.13311 | 0.058269
1992 | 127.4479 | 0 | 0 | 0 | 0 | 0 | 0 | 0.03132 | 0.056273
1992 | 127.4583 | 0 | 0 | 0 | 0 | 0 | 0 | 0.066555 | 0.060663
1992 | 127.4688 | 0 | 0 | 0 | 0 | 0 | 0 | 0.16834 | 0.069842
1992 | 127.4792 | 0 | 0 | 0 | 0 | 0 | 0 | 0.097875 | 0.063457
1992 | 127.4896 | 0 | 0 | 0 | 0 | 0 | 0 | 0.11354 | 0.061861
1992 | 127.5 | 0 | 0 | 0 | 0 | 0 | 0 | 0.14877 | 0.077824
1992 | 127.5104 | 0 | 0 | 0 | 0 | 0 | 0 | 0.14486 | 0.094986
1992 | 127.5208 | 0 | 0 | 0 | 0 | 0 | 0 | 0.027405 | 0.090596
1992 | 127.5313 | 0 | 0 | 0 | 0 | 0 | 0 | 0.33277 | 0.098977
1992 | 127.5417 | 0 | 0 | 0 | 0 | 0 | 0 | 0.24273 | 0.10377
1992 | 127.5521 | 0 | 0 | 0 | 0 | 0 | 0 | 0.19183 | 0.10017
1992 | 127.5625 | 0 | 0 | 0 | 0 | 0 | 0 | 0.23099 | 0.10935
1992 | 127.5729 | 0 | 0 | 0 | 0 | 0 | 0 | 0.1292 | 0.10377
1992 | 127.5833 | 0 | 0 | 0 | 0 | 0 | 0 | 0.2349 | 0.10496
1992 | 127.5938 | 0 | 0 | 0 | 0 | 0 | 0 | 0.16052 | 0.09738
1992 | 127.6042 | 0 | 0 | 0 | 0 | 0 | 0 | 0.22707 | 0.094986
1992 | 127.6146 | 0 | 0 | 0 | 0 | 0 | 0 | 0.19575 | 0.10616
1992 | 127.625 | 0 | 0 | 0 | 0 | 0 | 0 | 0.17226 | 0.09299
1992 | 127.6354 | 0 | 0 | 0 | 0 | 0 | 0 | 0.16835 | 0.087004
1992 | 127.6458 | 0 | 0 | 0 | 0 | 0 | 0 | 0.16443 | 0.09778
1992 | 127.6563 | 0 | 0 | 0 | 0 | 0 | 0 | 0.21533 | 0.081815
1992 | 127.6667 | 0 | 0 | 0 | 0 | 0 | 0 | 0.09396 | 0.081816
1992 | 127.6771 | 0 | 0 | 0 | 0 | 0 | 0 | 0.21533 | 0.085806
1992 | 127.6875 | 0 | 0 | 0 | 0 | 0 | 0 | 0.17617 | 0.081816
1992 | 127.6979 | 0 | 0 | 0 | 0 | 0 | 0 | 0.16834 | 0.078623
1992 | 127.7083 | 0 | 0 | 0 | 0 | 0 | 0 | 0.09396 | 0.064654
1992 | 127.7188 | 0 | 0 | 0 | 0 | 0 | 0 | 0.05481 | 0.063457
1992 | 127.7292 | 0 | 0 | 0 | 0 | 0 | 0 | 0.17226 | 0.073434
1992 | 127.7396 | 0 | 0 | 0 | 0 | 0 | 0 | 0.14877 | 0.063058
1992 | 127.75 | 0 | 0 | 0 | 0 | 0 | 0 | 0.082215 | 0.050287
1992 | 127.7604 | 0 | 0 | 0 | 0 | 0 | 0 | 0.03132 | 0.053479
1992 | 127.7708 | 0 | 0 | 0 | 0 | 0 | 0 | 0.16051 | 0.045897
1992 | 127.7813 | 0 | 0 | 0 | 0 | 0 | 0 | 0.09396 | 0.041506
1992 | 127.7917 | 0 | 0 | 0 | 0 | 0 | 0 | 0.03132 | 0.028735
1992 | 127.8021 | 0 | 0 | 0 | 0 | 0 | 0 | 0.12528 | 0.033924
1992 | 127.8125 | 0 | 0 | 0 | 0 | 0 | 0 | 0.082215 | 0.02235
1992 | 127.8229 | 0 | 0 | 0 | 0 | 0 | 0 | -0.02349 | 0.031529
1992 | 127.8333 | 0 | 0 | 0 | 0 | 0 | 0 | 0.09396 | 0.020753
1992 | 127.8438 | 0.00783 | 0 | 0 | 0 | 0 | 0 | 0.00783 | 0.014368
1992 | 127.8542 | 0 | 0 | 0 | 0 | 0 | 0 | 0.050895 | 0.02235
1992 | 127.8646 | 0 | 0 | 0 | 0 | 0 | 0 | 0.03132 | 0.019157
1992 | 127.875 | 0.02349 | 0 | 0 | 0 | 0 | 0 | 0.035235 | 0.018758
1992 | 127.8854 | 0 | 0 | 0 | 0 | 0 | 0 | 0.06264 | 0.021551
1992 | 127.8958 | 0 | 0 | 0 | 0 | 0 | 0 | 0.043065 | 0.011574
1992 | 127.9063 | 0 | 0 | 0 | 0 | 0 | 0 | 2.8422e-14 | 0.019955
1992 | 127.9167 | 0 | 0 | 0 | 0 | 0 | 0 | 0.019575 | 0.0071838
1992 | 127.9271 | 0 | 0 | 0 | 0 | 0 | 0 | 0.03132 | 0.030731
1992 | 127.9375 | 0 | 0 | 0 | 0 | 0 | 0 | 0.03132 | 0.010377
1992 | 127.9479 | 0 | 0 | 0 | 0 | 0 | 0 | 0.066555 | 0.015565
1992 | 127.9583 | 0 | 0 | 0 | 0 | 0 | 0 | 0.003915 | 0.013569
1992 | 127.9688 | 0 | 0 | 0 | 0 | 0 | 0 | 0.11353 | 0.012771
1992 | 127.9792 | 0.04698 | 0 | 0 | 0 | 0 | 0 | 0.00783 | 0.018359
1992 | 127.9896 | 0 | 0 | 0 | 0 | 0 | 0 | 0.082215 | 0.016363
1992 | 128 | 0 | 0 | 0 | 0 | 0 | 0 | -0.003915 | 0.013969
1992 | 128.0104 | 0 | 0 | 0 | 0 | 0 | 0 | 0.04698 | 0.014767
1992 | 128.0208 | 0 | 0 | 0 | 0 | 0 | 0 | 0.00783 | 0.012771
1992 | 128.0313 | 0 | 0 | 0 | 0 | 0 | 0 | 0.011745 | 0.0087802
1992 | 128.0417 | 0 | 0 | 0 | 0 | 0 | 0 | 0.04698 | 0.0095784
1992 | 128.0521 | 0 | 0 | 0 | 0 | 0 | 0 | 0.00783 | 0.0091793
1992 | 128.0625 | 0 | 0 | 0 | 0 | 0 | 0 | 0.07047 | 0.011973
1992 | 128.0729 | 0 | 0 | 0 | 0 | 0 | 0 | -0.04698 | 0.0067847
1992 | 128.0833 | 0 | 0 | 0 | 0 | 0 | 0 | 0.027405 | 0.011574
1992 | 128.0938 | 0 | 0 | 0 | 0 | 0 | 0 | 0.04698 | 0.0087802
1992 | 128.1042 | 0 | 0 | 0 | 0 | 0 | 0 | 0.01566 | 0.014368
1992 | 128.1146 | 0 | 0 | 0 | 0 | 0 | 0 | -0.00783 | 0.0067847
1992 | 128.125 | 0 | 0 | 0 | 0 | 0 | 0 | 0.058725 | 0.0071838
1992 | 128.1354 | 0 | 0 | 0 | 0 | 0 | 0 | -0.03132 | 0.0099775
1992 | 128.1458 | 0 | 0 | 0 | 0 | 0 | 0 | 0.04698 | 0.0023946
1992 | 128.1563 | 0 | 0 | 0 | 0 | 0 | 0 | 0.01566 | 0.011973
1992 | 128.1667 | 0 | 0 | 0 | 0 | 0 | 0 | -0.00783 | 0.0099775
1992 | 128.1771 | 0 | 0 | 0 | 0 | 0 | 0 | 0.019575 | 0.011175
1992 | 128.1875 | 0 | 0 | 0 | 0 | 0 | 0 | 0.06264 | 0.0091793
1992 | 128.1979 | 0 | 0 | 0 | 0 | 0 | 0 | 2.8422e-14 | 0.0091793
1992 | 128.2083 | 0 | 0 | 0 | 0 | 0 | 0 | -0.00783 | 0.0087802
1992 | 128.2188 | 0 | 0 | 0 | 0 | 0 | 0 | 0.04698 | 0.003991
1992 | 128.2292 | 0 | 0 | 0 | 0 | 0 | 0 | 0.011745 | 0.0067847
1992 | 128.2396 | 0 | 0 | 0 | 0 | 0 | 0 | 0.027405 | 0.010776
1992 | 128.25 | 0.03915 | 0 | 0 | 0 | 0 | 0 | -0.003915 | 0.0063856
1992 | 128.2604 | 0 | 0 | 0 | 0 | 0 | 0 | 0.04698 | 0.011175
1992 | 128.2708 | 0 | 0 | 0 | 0 | 0 | 0 | -0.003915 | 0.011973
1992 | 128.2813 | 0 | 0 | 0 | 0 | 0 | 0 | 0.050895 | 0.015565
1992 | 128.2917 | 0.03915 | 0 | 0 | 0 | 0 | 0 | 0.02349 | 0.015964
1992 | 128.3021 | 0 | 0 | 0 | 0 | 0 | 0 | 0.07047 | 0.025143
1992 | 128.3125 | 0 | 0 | 0 | 0 | 0 | 0 | 0.074385 | 0.027139
1992 | 128.3229 | 0 | 0 | 0 | 0 | 0 | 0 | 0.01566 | 0.039112
1992 | 128.3333 | 0 | 0 | 0 | 0 | 0 | 0 | 0.09396 | 0.038713
1992 | 128.3438 | 0 | 0 | 0 | 0 | 0 | 0 | 0.06264 | 0.039112
1992 | 128.3542 | 0 | 0 | 0 | 0 | 0 | 0 | 0.1566 | 0.040708
1992 | 128.3646 | 0 | 0 | 0 | 0 | 0 | 0 | -0.011745 | 0.045497
1992 | 128.375 | 0 | 0 | 0 | 0 | 0 | 0 | 0.17226 | 0.06226
1992 | 128.3854 | 0 | 0 | 0 | 0 | 0 | 0 | 0.12528 | 0.061861
1992 | 128.3958 | 0 | 0 | 0 | 0 | 0 | 0 | 0.10962 | 0.074233
1992 | 128.4063 | 0 | 0 | 0 | 0 | 0 | 0 | 0.12136 | 0.056672
1992 | 128.4167 | 0 | 0 | 0 | 0 | 0 | 0 | 0.12137 | 0.057869
1992 | 128.4271 | 0 | 0 | 0 | 0 | 0 | 0 | 0.19575 | 0.087403
1992 | 128.4375 | 0 | 0 | 0 | 0 | 0 | 0 | 0.24273 | 0.090197
1992 | 128.4479 | 0 | 0 | 0 | 0 | 0 | 0 | 0.12919 | 0.083412
1992 | 128.4583 | 0 | 0 | 0 | 0 | 0 | 0 | 0.19184 | 0.073834
1992 | 128.4688 | 0 | 0 | 0 | 0 | 0 | 0 | 0.22315 | 0.085008
1992 | 128.4792 | 0 | 0 | 0 | 0 | 0 | 0 | 0.184 | 0.077026
1992 | 128.4896 | 0 | 0 | 0 | 0 | 0 | 0 | 0.24665 | 0.11454
1992 | 128.5 | 0 | 0 | 0 | 0 | 0.68121 | 0 | 0.06264 | 0.069443
1992 | 128.5104 | 0 | 0 | 0 | 0 | 4.6354 | 0 | -2.8422e-14 | 0.080618
1992 | 128.5208 | 0 | 0 | 0 | 0 | 3.8524 | 0 | 2.8422e-14 | 0.12372
1992 | 128.5313 | 0 | 0 | 0 | 0 | 3.5078 | 0 | 0 | 0.10536
1992 | 128.5417 | 0 | 0 | 0 | 0 | 5.0034 | 0 | -5.6843e-14 | 0.11454
1992 | 128.5521 | 0 | 0 | 0 | 0 | 3.3121 | 0 | -2.8422e-14 | 0.096183
1992 | 128.5625 | 0 | 0 | 0 | 0 | 0.67338 | 0 | 0.003915 | 0.10736
1992 | 128.5729 | 0 | 0 | 0 | 0 | 0 | 0 | 0.22315 | 0.11295
1992 | 128.5833 | 0 | 0 | 0 | 0 | 0 | 0 | 0.32886 | 0.10616
1992 | 128.5938 | 0 | 0 | 0 | 0 | 0 | 0 | 0.30146 | 0.10816
1992 | 128.6042 | 0 | 0 | 0 | 0 | 0 | 0 | 0.3915 | 0.10097
1992 | 128.6146 | 0 | 0 | 0 | 0 | 0 | 0 | 0.27405 | 0.090995
1992 | 128.625 | 0 | 0 | 0 | 0 | 0 | 0 | 0.25448 | 0.10935
1992 | 128.6354 | 0 | 0 | 0 | 0 | 0 | 0 | 0.32103 | 0.10776
1992 | 128.6458 | 0 | 0 | 0 | 0 | 0 | 0 | 0.22707 | 0.074233
1992 | 128.6563 | 0 | 0 | 0 | 0 | 0 | 0 | 0.35626 | 0.096582
1992 | 128.6667 | 0 | 0 | 0 | 0 | 0 | 0 | 0.25056 | 0.10217
1992 | 128.6771 | 0 | 0 | 0 | 0 | 0 | 0 | 0.18792 | 0.078224
1992 | 128.6875 | 0 | 0 | 0 | 0 | 0 | 0 | 0.22707 | 0.095385
1992 | 128.6979 | 0 | 0 | 0 | 0 | 0 | 0 | 0.23099 | 0.083811
1992 | 128.7083 | 0 | 0 | 0 | 0 | 0 | 0 | 0.18009 | 0.064255
1992 | 128.7188 | 0 | 0 | 0 | 0 | 0 | 0 | 0.23881 | 0.083013
1992 | 128.7292 | 0 | 0 | 0 | 0 | 0 | 0 | 0.12919 | 0.051883
1992 | 128.7396 | 0 | 0 | 0 | 0 | 0 | 0 | 0.14486 | 0.067448
1992 | 128.75 | 0 | 0 | 0 | 0 | 0 | 0 | 0.20749 | 0.063457
1992 | 128.7604 | 0 | 0 | 0 | 0 | 0 | 0 | 0.09396 | 0.050287
1992 | 128.7708 | 0 | 0 | 0 | 0 | 0 | 0 | 0.10962 | 0.051085
1992 | 128.7813 | 0 | 0 | 0 | 0 | 0 | 0 | 0.090045 | 0.042704
1992 | 128.7917 | 0 | 0 | 0 | 0 | 0 | 0 | 0.10571 | 0.037116
1992 | 128.8021 | 0 | 0 | 0 | 0 | 0 | 0 | 0.12528 | 0.043103
1992 | 128.8125 | 0 | 0 | 0 | 0 | 0 | 0 | 0.05481 | 0.030731
1992 | 128.8229 | 0 | 0 | 0 | 0 | 0 | 0 | 0.0783 | 0.023148
1992 | 128.8333 | 0 | 0 | 0 | 0 | 0 | 0 | 0.05481 | 0.01756
1992 | 128.8438 | 0 | 0 | 0 | 0 | 0 | 0 | 0.011745 | 0.015166
1992 | 128.8542 | 0 | 0 | 0 | 0 | 0 | 0 | 0.07047 | 0.018359
1992 | 128.8646 | 0 | 0 | 0 | 0 | 0 | 0 | 0.01566 | 0.01317
1992 | 128.875 | 0 | 0 | 0 | 0 | 0 | 0 | 0.03915 | 0.014767
1992 | 128.8854 | 0 | 0 | 0 | 0 | 0 | 0 | 0.043065 | 0.022749
1992 | 128.8958 | 0 | 0 | 0 | 0 | 0 | 0 | 0.02349 | 0.01796
1992 | 128.9063 | 0 | 0 | 0 | 0 | 0 | 0 | 0.09396 | 0.023547
1992 | 128.9167 | 0 | 0 | 0 | 0 | 0 | 0 | 0.01566 | 0.015565
1992 | 128.9271 | 0 | 0 | 0 | 0 | 0 | 0 | 0.011745 | 0.015166
1992 | 128.9375 | 0 | 0 | 0 | 0 | 0 | 0 | 0.058725 | 0.0091793
1992 | 128.9479 | 0 | 0 | 0 | 0 | 0 | 0 | 0 | 0.0063856
1992 | 128.9583 | 0 | 0 | 0 | 0 | 0 | 0 | -0.035235 | 0.011175
1992 | 128.9688 | 0 | 0 | 0 | 0 | 0 | 0 | 0.074385 | 0.0059865
1992 | 128.9792 | 0 | 0 | 0 | 0 | 0 | 0 | 0.02349 | 0.0055874
1992 | 128.9896 | 0 | 0 | 0 | 0 | 0 | 0 | 0.03915 | 0.0031928
1992 | 129 | 0 | 0 | 0 | 0 | 0 | 0 | -0.027405 | 0.0087802
1992 | 129.0104 | 0 | 0 | 0 | 0 | 0 | 0 | 0.003915 | 0.0027937
1992 | 129.0208 | 0 | 0 | 0 | 0 | 0 | 0 | 0.03132 | 0.0075829
1992 | 129.0313 | 0 | 0 | 0 | 0 | 0 | 0 | 0.00783 | 0.0043901
1992 | 129.0417 | 0 | 0 | 0 | 0 | 0 | 0 | 0.003915 | 0.0091793
1992 | 129.0521 | 0 | 0 | 0 | 0 | 0 | 0 | 0.02349 | 0
1992 | 129.0625 | 0 | 0 | 0 | 0 | 0 | 0 | 0.02349 | 0.007982
1992 | 129.0729 | 0 | 0 | 0 | 0 | 0 | 0 | -0.019575 | 0.0023946
1992 | 129.0833 | 0 | 0 | 0 | 0 | 0 | 0 | 0.01566 | 0.0067847
1992 | 129.0938 | 0 | 0 | 0 | 0 | 0 | 0 | 0.00783 | 0.0067847
1992 | 129.1042 | 0 | 0 | 0 | 0 | 0 | 0 | 0.019575 | 0.0047892
1992 | 129.1146 | 0 | 0 | 0 | 0 | 0 | 0 | 0.01566 | 0.0071838
1992 | 129.125 | 0 | 0 | 0 | 0 | 0 | 0 | 0.019575 | 0.0075829
1992 | 129.1354 | 0 | 0 | 0 | 0 | 0 | 0 | -0.04698 | 0.0023946
1992 | 129.1458 | 0 | 0 | 0 | 0 | 0 | 0 | 0.050895 | 0.0035919
1992 | 129.1563 | 0 | 0 | 0 | 0 | 0 | 0 | 0.03915 | 0.0083811
1992 | 129.1667 | 0 | 0 | 0 | 0 | 0 | 0 | -0.00783 | 0.0031928
1992 | 129.1771 | 0 | 0 | 0 | 0 | 0 | 0 | 0.03915 | 0.0019955
1992 | 129.1875 | 0 | 0 | 0 | 0 | 0 | 0 | -0.01566 | 0.0003991
1992 | 129.1979 | 0 | 0 | 0 | 0 | 0 | 0 | -0.003915 | 0.0003991
1992 | 129.2083 | 0 | 0 | 0 | 0 | 0 | 0 | 0.011745 | 0.0035919
1992 | 129.2188 | 0 | 0 | 0 | 0 | 0 | 0 | 0 | 0.0031928
1992 | 129.2292 | 0.06264 | 0 | 0 | 0 | 0 | 0 | 0.03915 | 0.003991
1992 | 129.2396 | 0 | 0 | 0 | 0 | 0 | 0 | 0.03915 | 0.0019955
1992 | 129.25 | 0 | 0 | 0 | 0 | 0 | 0 | -0.01566 | 0.0027937
1992 | 129.2604 | 0 | 0 | 0 | 0 | 0 | 0 | 0.00783 | 0.0015964
1992 | 129.2708 | 0 | 0 | 0 | 0 | 0 | 0 | 0.019575 | 0.0067847
1992 | 129.2813 | 0 | 0 | 0 | 0 | 0 | 0 | 0.03132 | 0.0091793
1992 | 129.2917 | 0 | 0 | 0 | 0 | 0 | 0 | -0.02349 | 0.007982
1992 | 129.3021 | 0 | 0 | 0 | 0 | 0 | 0 | 0.027405 | 0.017161
1992 | 129.3125 | 0 | 0 | 0 | 0 | 0 | 0 | 0.019575 | 0.01756
1992 | 129.3229 | 0 | 0 | 0 | 0 | 0 | 0 | 0.066555 | 0.021152
1992 | 129.3333 | 0 | 0 | 0 | 0 | 0 | 0 | 0.01566 | 0.029134
1992 | 129.3438 | 0 | 0 | 0 | 0 | 0 | 0 | 0.035235 | 0.052681
1992 | 129.3542 | 0 | 0 | 0 | 0 | 0 | 0 | 0.10571 | 0.046296
1992 | 129.3646 | 0 | 0 | 0 | 0 | 0 | 0 | 0.11745 | 0.051484
1992 | 129.375 | 0 | 0 | 0 | 0 | 0 | 0 | 0.05481 | 0.057071
1992 | 129.3854 | 0 | 0 | 0 | 0 | 0 | 0 | 0.082215 | 0.074632
1992 | 129.3958 | 0 | 0 | 0 | 0 | 0 | 0 | 0.184 | 0.07543
1992 | 129.4063 | 0 | 0 | 0 | 0 | 0 | 0 | 0.14877 | 0.06186
1992 | 129.4167 | 0 | 0 | 0 | 0 | 0 | 0 | 0.16835 | 0.07543
1992 | 129.4271 | 0 | 0 | 0 | 0 | 0 | 0 | 0.17226 | 0.083811
1992 | 129.4375 | 0 | 0 | 0 | 0 | 0 | 0 | 0.18792 | 0.098977
1992 | 129.4479 | 0 | 0 | 0 | 0 | 0 | 0 | 0.19184 | 0.058269
1992 | 129.4583 | 0 | 0 | 0 | 0 | 0 | 0 | 0.19575 | 0.095784
1992 | 129.4688 | 0 | 0 | 0 | 0 | 0 | 0 | 0.22707 | 0.077425
1992 | 129.4792 | 0 | 0 | 0 | 0 | 0 | 0 | 0.25839 | 0.085008
1992 | 129.4896 | 0 | 0 | 0 | 0 | 0 | 0 | 0.26231 | 0.088999
1992 | 129.5 | 0 | 0 | 0 | 0 | 0 | 0 | 0.18792 | 0.098578
1992 | 129.5104 | 0 | 0 | 0 | 0 | 0 | 0 | 0.30145 | 0.09738
1992 | 129.5208 | 0 | 0 | 0 | 0 | 0 | 0 | 0.25056 | 0.092591
1992 | 129.5313 | 0 | 0 | 0 | 0 | 0 | 0 | 0.25448 | 0.094188
1992 | 129.5417 | 0 | 0 | 0 | 0 | 0 | 0 | 0.23881 | 0.092591
1992 | 129.5521 | 0 | 0 | 0 | 0 | 0 | 0 | 0.2858 | 0.099376
1992 | 129.5625 | 0 | 0 | 0 | 0 | 0 | 0 | 0.23881 | 0.11394
1992 | 129.5729 | 0 | 0 | 0 | 0 | 0 | 0 | 0.34452 | 0.092392
1992 | 129.5833 | 0 | 0 | 0 | 0 | 0 | 0 | 0.2349 | 0.10057
1992 | 129.5938 | 0 | 0 | 0 | 0 | 0 | 0 | 0.25447 | 0.10856
1992 | 129.6042 | 0 | 0 | 0 | 0 | 0 | 0 | 0.26426 | 0.096582
1992 | 129.6146 | 0 | 0 | 0 | 0 | 0 | 0 | 0.24664 | 0.10496
1992 | 129.625 | 0 | 0 | 0 | 0 | 0 | 0 | 0.24664 | 0.086206
1992 | 129.6354 | 0 | 0 | 0 | 0 | 0 | 0 | 0.1703 | 0.086206
1992 | 129.6458 | 0 | 0 | 0 | 0 | 0 | 0 | 0.25056 | 0.10137
1992 | 129.6563 | 0 | 0 | 0 | 0 | 0 | 0 | 0.14877 | 0.068645
1992 | 129.6667 | 0 | 0 | 0 | 0 | 0 | 0 | 0.21924 | 0.086206
1992 | 129.6771 | 0 | 0 | 0 | 0 | 0 | 0 | 0.17618 | 0.082215
1992 | 129.6875 | 0 | 0 | 0 | 0 | 0 | 0 | 0.27013 | 0.080618
1992 | 129.6979 | 0 | 0 | 0 | 0 | 0 | 0 | 0.21924 | 0.05787
1992 | 129.7083 | 0 | 0 | 0 | 0 | 0 | 0 | 0.11745 | 0.070242
1992 | 129.7188 | 0 | 0 | 0 | 0 | 0 | 0 | 0.05481 | 0.07104
1992 | 129.7292 | 0 | 0 | 0 | 0 | 0 | 0 | 0.21533 | 0.053479
1992 | 129.7396 | 0 | 0 | 0 | 0 | 0 | 0 | 0.17226 | 0.057869
1992 | 129.75 | 0 | 0 | 0 | 0 | 0 | 0 | 0.13702 | 0.059466
1992 | 129.7604 | 0 | 0 | 0 | 0 | 0 | 0 | 0.13703 | 0.053479
1992 | 129.7708 | 0 | 0 | 0 | 0 | 0 | 0 | 0.10962 | 0.045098
1992 | 129.7813 | 0 | 0 | 0 | 0 | 0 | 0 | 0.10962 | 0.054677
1992 | 129.7917 | 0 | 0 | 0 | 0 | 0 | 0 | 0.082215 | 0.043502
1992 | 129.8021 | 0 | 0 | 0 | 0 | 0 | 0 | 0.10962 | 0.031928
1992 | 129.8125 | 0 | 0 | 0 | 0 | 0 | 0 | 0.08613 | 0.03113
1992 | 129.8229 | 0 | 0 | 0 | 0 | 0 | 0 | 0.035235 | 0.021551
1992 | 129.8333 | 0 | 0 | 0 | 0 | 0 | 0 | 0.019575 | 0.016363
1992 | 129.8438 | 0 | 0 | 0 | 0 | 0 | 0 | 0.050895 | 0.020354
1992 | 129.8542 | 0 | 0 | 0 | 0 | 0 | 0 | 0.050895 | 0.019955
1992 | 129.8646 | 0 | 0 | 0 | 0 | 0 | 0 | 0.058725 | 0.025143
1992 | 129.875 | 0 | 0 | 0 | 0 | 0 | 0 | 0.0783 | 0.02235
1992 | 129.8854 | 0 | 0 | 0 | 0 | 0 | 0 | 0.050895 | 0.021152
1992 | 129.8958 | 0 | 0 | 0 | 0 | 0 | 0 | 0.066555 | 0.022749
1992 | 129.9063 | 0 | 0 | 0 | 0 | 0 | 0 | 0.011745 | 0.012372
1992 | 129.9167 | 0 | 0 | 0 | 0 | 0 | 0 | 0.04698 | 0.019556
1992 | 129.9271 | 0 | 0 | 0 | 0 | 0 | 0 | 0.05481 | 0.014368
1992 | 129.9375 | 0 | 0 | 0 | 0 | 0 | 0 | 0.00783 | 0.012771
1992 | 129.9479 | 0 | 0 | 0 | 0 | 0 | 0 | 0.090045 | 0.019157
1992 | 129.9583 | 0 | 0 | 0 | 0 | 0 | 0 | -0.027405 | 0.010776
1992 | 129.9688 | 0 | 0 | 0 | 0 | 0 | 0 | 0.090045 | 0.012372
1992 | 129.9792 | 0.02349 | 0 | 0 | 0 | 0 | 0 | 0.01566 | 0.0099775
1992 | 129.9896 | 0 | 0 | 0 | 0 | 0 | 0 | 0.03132 | 0.0063856
1992 | 130 | 0 | 0 | 0 | 0 | 0 | 0 | 0.027405 | 0.0075829
1992 | 130.0104 | 0 | 0 | 0 | 0 | 0 | 0 | 0.011745 | -0.0015964
1992 | 130.0208 | 0.00783 | 0 | 0 | 0 | 0 | 0 | 0.027405 | 0.0075829
1992 | 130.0313 | 0 | 0 | 0 | 0 | 0 | 0 | -0.003915 | 0.0007982
1992 | 130.0417 | 0.00783 | 0 | 0 | 0 | 0 | 0 | -0.01566 | 0.0071838
1992 | 130.0521 | 0 | 0 | 0 | 0 | 0 | 0 | 0.027405 | 0.003991
1992 | 130.0625 | 0 | 0 | 0 | 0 | 0 | 0 | 0 | 0.0023946
1992 | 130.0729 | 0 | 0 | 0 | 0 | 0 | 0 | -0.035235 | 0.0011973
1992 | 130.0833 | 0 | 0 | 0 | 0 | 0 | 0 | 0.027405 | 0.0011973
1992 | 130.0938 | 0 | 0 | 0 | 0 | 0 | 0 | 0.00783 | 0.0007982
1992 | 130.1042 | 0 | 0 | 0 | 0 | 0 | 0 | 0.003915 | 0.0007982
1992 | 130.1146 | 0 | 0 | 0 | 0 | 0 | 0 | 0.011745 | 0.0027937
1992 | 130.125 | 0 | 0 | 0 | 0 | 0 | 0 | 0.00783 | 0.0027937
1992 | 130.1354 | 0.01566 | 0 | 0 | 0 | 0 | 0 | -0.019575 | 0.0051883
1992 | 130.1458 | 0 | 0 | 0 | 0 | 0 | 0 | 0.043065 | 0
1992 | 130.1563 | 0 | 0 | 0 | 0 | 0 | 0 | 0.02349 | -0.0003991
1992 | 130.1667 | 0.02349 | 0 | 0 | 0 | 0 | 0 | -0.01566 | -0.0019955
1992 | 130.1771 | 0 | 0 | 0 | 0 | 0 | 0 | 0 | 0.0007982
1992 | 130.1875 | 0 | 0 | 0 | 0 | 0 | 0 | 0.019575 | 0
1992 | 130.1979 | 0 | 0 | 0 | 0 | 0 | 0 | -0.00783 | -0.0003991
1992 | 130.2083 | 0 | 0 | 0 | 0 | 0 | 0 | 0.00783 | -0.0007982
1992 | 130.2188 | 0 | 0 | 0 | 0 | 0 | 0 | -5.6843e-14 | 0.0019955
1992 | 130.2292 | 0 | 0 | 0 | 0 | 0 | 0 | 0.00783 | -0.0019955
1992 | 130.2396 | 0.03915 | 0 | 0 | 0 | 0 | 0 | 0.003915 | -0.0011973
1992 | 130.25 | 0 | 0 | 0 | 0 | 0 | 0 | -5.6843e-14 | -0.0003991
1992 | 130.2604 | 0 | 0 | 0 | 0 | 0 | 0 | 0.04698 | 0.0019955
1992 | 130.2708 | 0 | 0 | 0 | 0 | 0 | 0 | -0.003915 | 0.0007982
1992 | 130.2813 | 0 | 0 | 0 | 0 | 0 | 0 | 0.00783 | 0.0075829
1992 | 130.2917 | 0 | 0 | 0 | 0 | 0 | 0 | 0.003915 | 0.0083811
1992 | 130.3021 | 0 | 0 | 0 | 0 | 0 | 0 | 0.003915 | 0.022749
1992 | 130.3125 | 0 | 0 | 0 | 0 | 0 | 0 | 0.10179 | 0.021951
1992 | 130.3229 | 0 | 0 | 0 | 0 | 0 | 0 | 0.003915 | 0.016363
1992 | 130.3333 | 0 | 0 | 0 | 0 | 0 | 0 | -0.003915 | 0.018359
1992 | 130.3438 | 0 | 0 | 0 | 0 | 0 | 0 | 0.04698 | 0.015964
1992 | 130.3542 | 0 | 0 | 0 | 0 | 0 | 0 | 0.01566 | 0.033125
1992 | 130.3646 | 0 | 0 | 0 | 0 | 0 | 0 | 0.003915 | 0.0083811
1992 | 130.375 | 0 | 0 | 0 | 0 | 0 | 0 | 0.07047 | 0.031928
1992 | 130.3854 | 0 | 0 | 0 | 0 | 0 | 0 | 0.027405 | 0.039511
1992 | 130.3958 | 0 | 0 | 0 | 0 | 0 | 0 | 0.12528 | 0.039112
1992 | 130.4063 | 0 | 0 | 0 | 0 | 0 | 0 | 0.03915 | 0.054677
1992 | 130.4167 | 0 | 0 | 0 | 0 | 0 | 0 | 0.18009 | 0.077425
1992 | 130.4271 | 0 | 0 | 0 | 0 | 0 | 0 | 0.11745 | 0.074632
1992 | 130.4375 | 0 | 0 | 0 | 0 | 0 | 0 | 0.16443 | 0.082215
1992 | 130.4479 | 0 | 0 | 0 | 0 | 0 | 0 | 0.09396 | 0.07543
1992 | 130.4583 | 0 | 0 | 0 | 0 | 0 | 0 | 0.22316 | 0.079421
1992 | 130.4688 | 0 | 0 | 0 | 0 | 0 | 0 | 0.16443 | 0.077824
1992 | 130.4792 | 0 | 0 | 0 | 0 | 0 | 0 | 0.2858 | 0.062659
1992 | 130.4896 | 0 | 0 | 0 | 0 | 0 | 0 | 0.20358 | 0.071838
1992 | 130.5 | 0 | 0 | 0 | 0 | 0 | 0 | 0.26622 | 0.090995
1992 | 130.5104 | 0 | 0 | 0 | 0 | 0 | 0 | 0.22315 | 0.075829
1992 | 130.5208 | 0 | 0 | 0 | 0 | 0 | 0 | 0.19967 | 0.074233
1992 | 130.5313 | 0 | 0 | 0 | 0 | 0 | 0 | 0.20749 | 0.086206
1992 | 130.5417 | 0 | 0 | 0 | 0 | 0 | 0 | 0.27013 | 0.091394
1992 | 130.5521 | 0 | 0 | 0 | 0 | 0 | 0 | 0.26622 | 0.072237
1992 | 130.5625 | 0 | 0 | 0 | 0 | 0 | 0 | 0.34843 | 0.080219
1992 | 130.5729 | 0 | 0 | 0 | 0 | 0 | 0 | 0.184 | 0.10656
1992 | 130.5833 | 0 | 0 | 0 | 0 | 0 | 0 | 0.25056 | 0.11374
1992 | 130.5938 | 0 | 0 | 0 | 0 | 0 | 0 | 0.39933 | 0.07543
1992 | 130.6042 | 0 | 0 | 0 | 0 | 0 | 0 | 0.19575 | 0.073833
1992 | 130.6146 | 0 | 0 | 0 | 0 | 0 | 0 | 0.3406 | 0.11334
1992 | 130.625 | 0 | 0 | 0 | 0 | 0 | 0 | 0.2858 | 0.074233
1992 | 130.6354 | 0 | 0 | 0 | 0 | 0 | 0 | 0.23882 | 0.10337
1992 | 130.6458 | 0 | 0 | 0 | 0 | 0 | 0 | 0.14877 | 0.068645
1992 | 130.6563 | 0 | 0 | 0 | 0 | 0 | 0 | 0.38367 | 0.087802
1992 | 130.6667 | 0 | 0 | 0 | 0 | 0 | 0 | 0.050895 | 0.060663
1992 | 130.6771 | 0 | 0 | 0 | 0 | 0 | 0 | 0.33278 | 0.094587
1992 | 130.6875 | 0 | 0 | 0 | 0 | 0 | 0 | 0.2623 | 0.078224
1992 | 130.6979 | 0 | 0 | 0 | 0 | 0 | 0 | 0.32103 | 0.062659
1992 | 130.7083 | 0 | 0 | 0 | 0 | 0 | 0 | 0.16834 | 0.069842
1992 | 130.7188 | 0.02349 | 0 | 0 | 0 | 0 | 0 | 0.01566 | 0.051883
1992 | 130.7292 | 0 | 0 | 0 | 0 | 0 | 0 | 0.32494 | 0.056273
1992 | 130.7396 | 0 | 0 | 0 | 0 | 0 | 0 | 0.10962 | 0.079421
1992 | 130.75 | 0 | 0 | 0 | 0 | 0 | 0 | 0.10962 | 0.040309
1992 | 130.7604 | 0 | 0 | 0 | 0 | 0 | 0 | 0.13311 | 0.05308
1992 | 130.7708 | 0 | 0 | 0.07047 | 0.20833 | 0 | 0 | 0.10179 | 0.047493
1992 | 130.7813 | 0 | 0 | 2.7797 | 2.6812 | 0 | 0 | 0.03915 | 0.010377
1992 | 130.7917 | 0 | 0 | 0 | 0 | 0 | 0 | 0.03915 | -0.0059865
1992 | 130.8021 | 0.02349 | 0 | 0.11745 | 0.093389 | 0 | 0 | 5.6843e-14 | 0.0043901
1992 | 130.8125 | 0 | 0 | 0.02349 | 0 | 0 | 0 | 0.074385 | 0.032726
1992 | 130.8229 | 0 | 0 | 0 | 0 | 0 | 0 | -0.03915 | 0.073833
1992 | 130.8333 | 0 | 0 | 0 | 0 | 0 | 0 | 0.090045 | 0.067448
1992 | 130.8438 | 0 | 0 | 0 | 0 | 0 | 0 | 0.019575 | 0.029134
1992 | 130.8542 | 0 | 0 | 0 | 0 | 0 | 0 | 0.082215 | 0.023946
1992 | 130.8646 | 0 | 0 | 0 | 0 | 0 | 0 | -0.01566 | 0.027139
1992 | 130.875 | 0 | 0 | 0 | 0 | 0 | 0 | 5.6843e-14 | 0.038314
1992 | 130.8854 | 0 | 0 | 0 | 0 | 0 | 0 | 0.05481 | 0.0443
1992 | 130.8958 | 0 | 0 | 0 | 0 | 0 | 0 | -0.03132 | 0.035919
1992 | 130.9063 | 0 | 0 | 0 | 0 | 0 | 0 | 0.043065 | 0.03991
1992 | 130.9167 | 0 | 0 | 0 | 0 | 0 | 0 | 0.074385 | 0.041107
1992 | 130.9271 | 0 | 0 | 0 | 0 | 0 | 0 | 0.035235 | 0.038713
1992 | 130.9375 | 0 | 0 | 0 | 0 | 0 | 0 | 0.019575 | 0.034722
1992 | 130.9479 | 0 | 0 | 0 | 0 | 0 | 0 | -0.03915 | -0.0047892
1992 | 130.9583 | 0 | 0 | 0 | 0 | 0 | 0 | -0.003915 | 0.042704
1992 | 130.9688 | 0 | 0 | 0 | 0 | 0 | 0 | 0.058725 | 0.032327
1992 | 130.9792 | 0 | 0 | 0 | 0 | 0 | 0 | 0.011745 | 0.049887
1992 | 130.9896 | 0 | 0 | 0 | 0 | 0 | 0 | 0.058725 | 0.040708
1992 | 131 | 0 | 0 | 0 | 0 | 0 | 0 | 0.02349 | 0.038314
1992 | 131.0104 | 0 | 0 | 0 | 0 | 0 | 0 | 0.03915 | 0.019157
1992 | 131.0208 | 0 | 0 | 0 | 0 | 0 | 0 | 0.04698 | 0.028336
1992 | 131.0313 | 0.03132 | 0 | 0 | 0 | 0 | 0 | 0.003915 | 0.013968
1992 | 131.0417 | 0 | 0 | 0 | 0 | 0 | 0 | 0.027405 | 0.020354
1992 | 131.0521 | 0.01566 | 0 | 0 | 0 | 0 | 0 | 0.043065 | 0.012771
1992 | 131.0625 | 0.03132 | 0 | 0 | 0 | 0 | 0 | -0.02349 | 0.013968
1992 | 131.0729 | 0 | 0 | 0 | 0 | 0 | 0 | 0.06264 | 0.007982
1992 | 131.0833 | 0 | 0 | 0 | 0 | 0 | 0 | 0.003915 | 0.0067847
1992 | 131.0938 | 0 | 0 | 0 | 0 | 0 | 0 | -0.00783 | 0.012771
1992 | 131.1042 | 0 | 0 | 0 | 0 | 0 | 0 | 0.003915 | 0.0023946
1992 | 131.1146 | 0 | 0 | 0 | 0 | 0 | 0 | -0.01566 | 0.007982
1992 | 131.125 | 0 | 0 | 0 | 0 | 0 | 0 | 0.03132 | 0.0027937
1992 | 131.1354 | 0 | 0 | 0 | 0 | 0 | 0 | 0.035235 | 0.0063856
1992 | 131.1458 | 0 | 0 | 0 | 0 | 0 | 0 | 0 | 0.011175
1992 | 131.1563 | 0 | 0 | 0 | 0 | 0 | 0 | -0.035235 | 0.007982
1992 | 131.1667 | 0 | 0 | 0 | 0 | 0 | 0 | 0.035235 | 0.0055874
1992 | 131.1771 | 0 | 0 | 0 | 0 | 0 | 0 | -0.00783 | 0.0083811
1992 | 131.1875 | 0.03132 | 0 | 0 | 0 | 0 | 0 | 0.003915 | 0.0055874
1992 | 131.1979 | 0 | 0 | 0 | 0 | 0 | 0 | 0.03132 | 0.0063856
1992 | 131.2083 | 0.03915 | 0 | 0 | 0 | 0 | 0 | -0.003915 | -0.0003991
1992 | 131.2188 | 0 | 0 | 0 | 0 | 0 | 0 | 0.03915 | 0.003991
1992 | 131.2292 | 0 | 0 | 0 | 0 | 0 | 0 | 0.00783 | 0.0095784
1992 | 131.2396 | 0 | 0 | 0 | 0 | 0 | 0 | -0.011745 | 0.0047892
1992 | 131.25 | 0.00783 | 0 | 0 | 0 | 0 | 0 | -0.019575 | 0.0043901
1992 | 131.2604 | 0 | 0 | 0 | 0 | 0 | 0 | 0.00783 | 0.014767
1992 | 131.2708 | 0 | 0 | 0 | 0 | 0 | 0 | 0.019575 | 0.0087802
1992 | 131.2813 | 0 | 0 | 0 | 0 | 0 | 0 | 0.04698 | 0.022749
1992 | 131.2917 | 0 | 0 | 0 | 0 | 0 | 0 | 0.06264 | 0.0071838
1992 | 131.3021 | 0 | 0 | 0 | 0 | 0 | 0 | 0.03132 | 0.031928
1992 | 131.3125 | 0 | 0 | 0 | 0 | 0 | 0 | 0.03132 | 0.024744
1992 | 131.3229 | 0 | 0 | 0 | 0 | 0 | 0 | -0.01566 | 0.03991
1992 | 131.3333 | 0 | 0 | 0 | 0 | 0 | 0 | 0.09396 | 0.055475
1992 | 131.3438 | 0 | 0 | 0 | 0 | 0 | 0 | 0.074385 | 0.034722
1992 | 131.3542 | 0 | 0 | 0 | 0 | 0 | 0 | 0.066555 | 0.059067
1992 | 131.3646 | 0 | 0 | 0 | 0 | 0 | 0 | 0.082215 | 0.059865
1992 | 131.375 | 0 | 0 | 0 | 0 | 0 | 0 | 0.082215 | 0.083811
1992 | 131.3854 | 0 | 0 | 0 | 0 | 0 | 0 | 0.23881 | 0.085407
1992 | 131.3958 | 0 | 0 | 0 | 0 | 0 | 0 | 0.10179 | 0.070242
1992 | 131.4063 | 0 | 0 | 0 | 0 | 0 | 0 | 0.10962 | 0.10736
1992 | 131.4167 | 0 | 0 | 0 | 0 | 0 | 0 | 0.21533 | 0.096582
1992 | 131.4271 | 0 | 0 | 0 | 0 | 0 | 0 | 0.20358 | 0.11175
1992 | 131.4375 | 0 | 0 | 0 | 0 | 0 | 0 | 0.16834 | 0.087004
1992 | 131.4479 | 0 | 0 | 0 | 0 | 0 | 0 | 0.16052 | 0.11095
1992 | 131.4583 | 0 | 0 | 0 | 0 | 0 | 0 | 0.25839 | 0.10656
1992 | 131.4688 | 0 | 0 | 0 | 0 | 0 | 0 | 0.35235 | 0.10496
1992 | 131.4792 | 0 | 0 | 0 | 0 | 0 | 0 | 0.18401 | 0.11135
1992 | 131.4896 | 0 | 0 | 0 | 0 | 0 | 0 | 0.18009 | 0.094188
1992 | 131.5 | 0 | 0 | 0 | 0 | 0 | 0 | 0.24273 | 0.10816
1992 | 131.5104 | 0 | 0 | 0 | 0 | 0 | 0 | 0.27013 | 0.10975
1992 | 131.5208 | 0 | 0 | 0 | 0 | 0 | 0 | 0.29754 | 0.096981
1992 | 131.5313 | 0 | 0 | 0 | 0 | 0 | 0 | 0.14094 | 0.083013
1992 | 131.5417 | 0 | 0 | 0 | 0 | 0 | 0 | 0.48938 | 0.12931
1992 | 131.5521 | 0 | 0 | 0 | 0 | 0 | 0 | 0.16834 | 0.11334
1992 | 131.5625 | 0 | 0 | 0 | 0 | 0 | 0 | 0.21924 | 0.10057
1992 | 131.5729 | 0 | 0 | 0 | 0 | 0 | 0 | 0.33669 | 0.079421
1992 | 131.5833 | 0 | 0 | 0 | 0 | 0 | 0 | 0.29363 | 0.10017
1992 | 131.5938 | 0 | 0 | 0 | 0 | 0 | 0 | 0.2349 | 0.10456
1992 | 131.6042 | 0 | 0 | 0 | 0 | 0 | 0 | 0.40325 | 0.092591
1992 | 131.6146 | 0 | 0 | 0 | 0 | 0 | 0 | 0.35235 | 0.010377
1992 | 131.625 | 0 | 0 | 0 | 0 | 0 | 0 | 0.21533 | 0.18159
1992 | 131.6354 | 0 | 0 | 0 | 0 | 0 | 0 | 0.19575 | 0.094188
1992 | 131.6458 | 0 | 0 | 0 | 0 | 0 | 0 | 0.32886 | 0.072237
1992 | 131.6563 | 0 | 0 | 0 | 0 | 0 | 0 | 0.11745 | 0.083013
1992 | 131.6667 | 0 | 0 | 0 | 0 | 0 | 0 | 0.22707 | 0.06186
1992 | 131.6771 | 0 | 0 | 0 | 0 | 0 | 0 | 0.3641 | 0.10816
1992 | 131.6875 | 0 | 0 | 0 | 0 | 0 | 0 | 0.058725 | 0.062659
1992 | 131.6979 | 0 | 0 | 0 | 0 | 0 | 0 | 0.3915 | 0.070641
1992 | 131.7083 | 0 | 0 | 0 | 0 | 0 | 0 | 0.17226 | 0.095784
1992 | 131.7188 | 0 | 0 | 0 | 0 | 0 | 0 | 0.12137 | 0.051883
1992 | 131.7292 | 0 | 0 | 0 | 0 | 0 | 0 | 0.21533 | 0.052282
1992 | 131.7396 | 0 | 0 | 0 | 0 | 0 | 0 | 0.17226 | 0.063457
1992 | 131.75 | 0 | 0 | 0 | 0 | 0 | 0 | 0.097875 | 0.053878
1992 | 131.7604 | 0 | 0 | 0 | 0 | 0 | 0 | 0.082215 | 0.050686
1992 | 131.7708 | 0 | 0 | 0 | 0 | 0 | 0 | 0.21141 | 0.054677
1992 | 131.7813 | 0 | 0 | 0 | 0 | 0 | 0 | 0.066555 | 0.047892
1992 | 131.7917 | 0 | 0 | 0 | 0 | 0 | 0 | 0.16834 | 0.03991
1992 | 131.8021 | 0 | 0 | 0 | 0 | 0 | 0 | 0.043065 | 0.037915
1992 | 131.8125 | 0 | 0 | 0 | 0 | 0 | 0 | 0.09396 | 0.027538
1992 | 131.8229 | 0 | 0 | 0 | 0 | 0 | 0 | 0.05481 | 0.020753
1992 | 131.8333 | 0 | 0 | 0 | 0 | 0 | 0 | 0.04698 | 0.016363
1992 | 131.8438 | 0 | 0 | 0 | 0 | 0 | 0 | 0.10571 | 0.037116
1992 | 131.8542 | 0 | 0 | 0 | 0 | 0 | 0 | 0.04698 | 0.036318
1992 | 131.8646 | 0 | 0 | 0 | 0 | 0 | 0 | 0.05481 | 0.0059865
1992 | 131.875 | 0 | 0 | 0 | 0 | 0 | 0 | 0.03915 | -0.023148
1992 | 131.8854 | 0 | 0 | 0 | 0 | 0 | 0 | 0.011745 | 0.034722
1992 | 131.8958 | 0 | 0 | 0 | 0 | 0 | 0 | 0.02349 | 0.010377
1992 | 131.9063 | 0 | 0 | 0 | 0 | 0 | 0 | 0.058725 | 0.029933
1992 | 131.9167 | 0 | 0.027937 | 0.0783 | 0 | 0 | 0 | 0.00783 | -0.015964
1992 | 131.9271 | 0 | 0 | 0 | 0 | 0 | 0 | 0.00783 | -0.007982
1992 | 131.9375 | 0.03915 | 0 | 0 | 0 | 0 | 0 | 0.02349 | 0.011175
1992 | 131.9479 | 0 | 0 | 0 | 0 | 0 | 0 | 0.003915 | 0.0027937
1992 | 131.9583 | 0 | 0 | 0 | 0.10536 | 0 | 0 | -0.090045 | -0.0007982
1992 | 131.9688 | 0.00783 | 0 | 0 | 0 | 0 | 0 | -0.027405 | 0.0007982
1992 | 131.9792 | 0 | 0 | 0 | 0 | 0 | 0 | 0.03915 | -0.0015964
1992 | 131.9896 | 0 | 0 | 0 | 0 | 0 | 0 | -0.043065 | -0.0015964
1992 | 132 | 0.02349 | 0 | 0 | 0 | 0 | 0 | 0.02349 | 0.0011973
1992 | 132.0104 | 0 | 0 | 0 | 0 | 0 | 0 | -0.003915 | 0.0015964
1992 | 132.0208 | 0.02349 | 0 | 0 | 0 | 0 | 0 | 0.011745 | -0.0027937
1992 | 132.0313 | 0.01566 | 0 | 0 | 0 | 0 | 0 | 0.03915 | 0
1992 | 132.0417 | 0 | 0 | 0 | 0 | 0 | 0 | -0.01566 | -0.0003991
1992 | 132.0521 | 0 | 0 | 0 | 0 | 0 | 0 | 0.019575 | 0.0003991
1992 | 132.0625 | 0 | 0 | 0 | 0 | 0 | 0 | -0.011745 | -0.0035919
1992 | 132.0729 | 0.02349 | 0 | 0 | 0 | 0 | 0 | 0.003915 | -0.0015964
1992 | 132.0833 | 0 | 0 | 0 | 0 | 0 | 0 | 0.003915 | -0.0015964
1992 | 132.0938 | 0 | 0 | 0 | 0 | 0 | 0 | -0.00783 | -0.0019955
1992 | 132.1042 | 0 | 0 | 0 | 0 | 0 | 0 | 0.01566 | -0.0003991
1992 | 132.1146 | 0.01566 | 0 | 0 | 0 | 0 | 0 | 5.6843e-14 | 0.0007982
1992 | 132.125 | 0.03132 | 0 | 0 | 0 | 0 | 0 | 0.011745 | -0.0019955
1992 | 132.1354 | 0 | 0 | 0 | 0 | 0 | 0 | 0 | -0.0023946
1992 | 132.1458 | 0 | 0 | 0 | 0 | 0 | 0 | -0.011745 | -0.0027937
1992 | 132.1563 | 0 | 0 | 0 | 0 | 0 | 0 | -0.019575 | -0.0019955
1992 | 132.1667 | 0 | 0 | 0 | 0 | 0 | 0 | 0.019575 | -0.0003991
1992 | 132.1771 | 0 | 0 | 0 | 0 | 0 | 0 | 0.019575 | -0.003991
1992 | 132.1875 | 0.00783 | 0 | 0 | 0 | 0 | 0 | -0.050895 | -0.0007982
1992 | 132.1979 | 0 | 0 | 0 | 0 | 0 | 0 | 0.03132 | -0.0031928
1992 | 132.2083 | 0 | 0 | 0 | 0 | 0 | 0 | 0.011745 | 0.0003991
1992 | 132.2188 | 0.03915 | 0 | 0 | 0 | 0 | 0 | 0.019575 | -0.0035919
1992 | 132.2292 | 0.00783 | 0 | 0 | 0 | 0 | 0 | -0.03915 | -0.0003991
1992 | 132.2396 | 0 | 0 | 0 | 0 | 0 | 0 | 0.043065 | -0.0003991
1992 | 132.25 | 0 | 0 | 0 | 0 | 0 | 0 | -0.003915 | -0.0003991
1992 | 132.2604 | 0.01566 | 0 | 0 | 0 | 0 | 0 | 0.003915 | 0.0003991
1992 | 132.2708 | 0 | 0 | 0 | 0 | 0 | 0 | 0.03132 | 0.0051883
1992 | 132.2813 | 0 | 0 | 0 | 0 | 0 | 0 | -0.01566 | 0.0087802
1992 | 132.2917 | 0 | 0 | 0 | 0 | 0 | 0 | 0.003915 | 0.018758
1992 | 132.3021 | 0 | 0 | 0 | 0 | 0 | 0 | 0.03915 | 0.029134
1992 | 132.3125 | 0 | 0 | 0 | 0 | 0 | 0 | 0.03132 | 0.039112
1992 | 132.3229 | 0 | 0 | 0 | 0 | 0 | 0 | 0.01566 | 0.039112
1992 | 132.3333 | 0 | 0 | 0 | 0 | 0 | 0 | 0.10179 | 0.054677
1992 | 132.3438 | 0 | 0 | 0 | 0 | 0 | 0 | 0.074385 | 0.061062
1992 | 132.3542 | 0 | 0 | 0 | 0 | 0 | 0 | 0.0783 | 0.050287
1992 | 132.3646 | 0 | 0 | 0 | 0 | 0 | 0 | 0.082215 | 0.070641
1992 | 132.375 | 0 | 0 | 0 | 0 | 0 | 0 | 0.19575 | 0.066251
1992 | 132.3854 | 0 | 0 | 0 | 0 | 0 | 0 | 0.082215 | 0.063856
1992 | 132.3958 | 0 | 0 | 0 | 0 | 0 | 0 | 0.14486 | 0.070641
1992 | 132.4063 | 0 | 0 | 0 | 0 | 0 | 0 | 0.18792 | 0.079421
1992 | 132.4167 | 0 | 0 | 0 | 0 | 0 | 0 | 0.19184 | 0.078224
1992 | 132.4271 | 0 | 0 | 0 | 0 | 0 | 0 | 0.14094 | 0.076627
1992 | 132.4375 | 0 | 0 | 0 | 0 | 0 | 0 | 0.2075 | 0.065452
1992 | 132.4479 | 0 | 0 | 0 | 0 | 0 | 0 | 0.20358 | 0.080618
1992 | 132.4583 | 0 | 0 | 0 | 0 | 0 | 0 | 0.20749 | 0.075829
1992 | 132.4688 | 0 | 0 | 0 | 0 | 0 | 0 | 0.21924 | 0.081017
1992 | 132.4792 | 0 | 0 | 0 | 0 | 0 | 0 | 0.20749 | 0.080618
1992 | 132.4896 | 0 | 0 | 0 | 0 | 0 | 0 | 0.22315 | 0.077825
1992 | 132.5 | 0 | 0 | 0 | 0 | 0 | 0 | 0.24665 | 0.074632
1992 | 132.5104 | 0 | 0 | 0 | 0 | 0 | 0 | 0.24273 | 0.087004
1992 | 132.5208 | 0 | 0 | 0 | 0 | 0 | 0 | 0.23881 | 0.090596
1992 | 132.5313 | 0 | 0 | 0 | 0 | 0 | 0 | 0.2623 | 0.099775
1992 | 132.5417 | 0 | 0 | 0 | 0 | 0 | 0 | 0.2075 | 0.092591
1992 | 132.5521 | 0 | 0 | 0 | 0 | 0 | 0 | 0.22315 | 0.088201
1992 | 132.5625 | 0 | 0 | 0 | 0 | 0 | 0 | 0.21924 | 0.099376
1992 | 132.5729 | 0 | 0 | 0 | 0 | 0 | 0 | 0.24665 | 0.098179
1992 | 132.5833 | 0 | 0 | 0 | 0 | 0 | 0 | 0.21924 | 0.090596
1992 | 132.5938 | 0 | 0 | 0 | 0 | 0 | 0 | 0.20749 | 0.0886
1992 | 132.6042 | 0 | 0 | 0 | 0 | 0 | 0 | 0.25056 | 0.10656
1992 | 132.6146 | 0 | 0 | 0 | 0 | 0 | 0 | 0.18792 | 0.083811
1992 | 132.625 | 0 | 0 | 0 | 0 | 0 | 0 | 0.23099 | 0.085008
1992 | 132.6354 | 0 | 0 | 0 | 0 | 0 | 0 | 0.23099 | 0.090197
1992 | 132.6458 | 0 | 0 | 0 | 0 | 0 | 0 | 0.17617 | 0.085008
1992 | 132.6563 | 0 | 0 | 0 | 0 | 0 | 0 | 0.21141 | 0.070641
1992 | 132.6667 | 0 | 0 | 0 | 0 | 0 | 0 | 0.16835 | 0.08421
1992 | 132.6771 | 0 | 0 | 0 | 0 | 0 | 0 | 0.12919 | 0.070641
1992 | 132.6875 | 0 | 0 | 0 | 0 | 0 | 0 | 0.16834 | 0.079022
1992 | 132.6979 | 0 | 0 | 0 | 0 | 0 | 0 | 0.15269 | 0.076228
1992 | 132.7083 | 0 | 0 | 0 | 0 | 0 | 0 | 0.1566 | 0.069443
1992 | 132.7188 | 0 | 0 | 0 | 0 | 0 | 0 | 0.082215 | 0.06226
1992 | 132.7292 | 0 | 0 | 0 | 0 | 0 | 0 | 0.08613 | 0.061461
1992 | 132.7396 | 0 | 0 | 0 | 0 | 0 | 0 | 0.05481 | 0.057071
1992 | 132.75 | 0 | 0 | 0 | 0 | 0 | 0 | 0.07047 | 0.047892
1992 | 132.7604 | 0 | 0 | 0 | 0 | 0 | 0 | 0.03915 | 0.049488
1992 | 132.7708 | 0 | 0 | 0 | 0 | 0 | 0 | 0.027405 | 0.039511
1992 | 132.7813 | 0 | 0 | 0 | 0 | 0 | 0 | 0.035235 | 0.038713
1992 | 132.7917 | 0 | 0 | 0 | 0 | 0 | 0 | 0 | 0.03113
1992 | 132.8021 | 0 | 0 | 0 | 0 | 0 | 0 | 0.019575 | 0.018359
1992 | 132.8125 | 0 | 0 | 0 | 0 | 0 | 0 | 0.01566 | 0.014767
1992 | 132.8229 | 0 | 0 | 0 | 0 | 0 | 0 | -0.019575 | 0.015964
1992 | 132.8333 | 0 | 0 | 0 | 0 | 0 | 0 | 0.035235 | 0.0091793
1992 | 132.8438 | 0 | 0 | 0 | 0 | 0 | 0 | 0.019575 | 0.0087802
1992 | 132.8542 | 0.02349 | 0 | 0 | 0 | 0 | 0 | 0.011745 | 0.0063856
1992 | 132.8646 | 0 | 0 | 0 | 0 | 0 | 0 | -0.02349 | 0.0071838
1992 | 132.875 | 0 | 0 | 0 | 0 | 0 | 0 | 0.027405 | 0.0059865
1992 | 132.8854 | 0 | 0 | 0 | 0 | 0 | 0 | 0 | 0.0067847
1992 | 132.8958 | 0 | 0 | 0 | 0 | 0 | 0 | 0.011745 | 0.0083811
1992 | 132.9063 | 0 | 0 | 0 | 0 | 0 | 0 | 0.011745 | 0.0043901
1992 | 132.9167 | 0.01566 | 0 | 0 | 0 | 0 | 0 | 0.00783 | 0.0067847
1992 | 132.9271 | 0 | 0 | 0 | 0 | 0 | 0 | 0.003915 | 0.0063856
1992 | 132.9375 | 0 | 0 | 0 | 0 | 0 | 0 | 0.03915 | 0.015565
1992 | 132.9479 | 0 | 0 | 0 | 0 | 0 | 0 | -0.019575 | 0.01756
1992 | 132.9583 | 0.01566 | 0 | 0 | 0 | 0 | 0 | 0.02349 | 0.013569
1992 | 132.9688 | 0 | 0 | 0 | 0 | 0 | 0 | 0.043065 | 0.012372
1992 | 132.9792 | 0 | 0 | 0 | 0 | 0 | 0 | 0.019575 | 0.013569
1992 | 132.9896 | 0 | 0 | 0 | 0 | 0 | 0 | 0.019575 | 0.010377
1992 | 133 | 0 | 0 | 0 | 0 | 0 | 0 | 0 | 0.011175
1992 | 133.0104 | 0 | 0 | 0 | 0 | 0 | 0 | 0.035235 | 0.0087802
1992 | 133.0208 | 0 | 0 | 0 | 0 | 0 | 0 | 0.003915 | 0.0035919
1992 | 133.0313 | 0 | 0 | 0 | 0 | 0 | 0 | -0.003915 | 0.003991
1992 | 133.0417 | 0 | 0 | 0 | 0 | 0 | 0 | -0.00783 | 0.0003991
1992 | 133.0521 | 0 | 0 | 0 | 0 | 0 | 0 | 0 | 0.0003991
1992 | 133.0625 | 0 | 0 | 0 | 0 | 0 | 0 | 0.027405 | 0.0027937
1992 | 133.0729 | 0 | 0 | 0 | 0 | 0 | 0 | -0.02349 | 0.0059865
1992 | 133.0833 | 0 | 0 | 0 | 0 | 0 | 0 | 0 | -0.0011973
1992 | 133.0938 | 0 | 0 | 0 | 0 | 0 | 0 | -0.00783 | 0.0007982
1992 | 133.1042 | 0 | 0 | 0 | 0 | 0 | 0 | 0.027405 | 0.0051883
1992 | 133.1146 | 0 | 0 | 0 | 0 | 0 | 0 | 0.00783 | 0.0043901
1992 | 133.125 | 0 | 0 | 0 | 0 | 0 | 0 | -0.003915 | 0.0091793
1992 | 133.1354 | 0 | 0 | 0 | 0 | 0 | 0 | 0.043065 | 0.01756
1992 | 133.1458 | 0 | 0 | 0 | 0 | 0 | 0 | 0.03132 | 0.021152
1992 | 133.1563 | 0 | 0 | 0 | 0 | 0 | 0 | 0.035235 | 0.017161
1992 | 133.1667 | 0 | 0 | 0 | 0 | 0 | 0 | 0.043065 | 0.013968
1992 | 133.1771 | 0 | 0 | 0 | 0 | 0 | 0 | 0.02349 | 0.01317
1992 | 133.1875 | 0 | 0 | 0 | 0 | 0 | 0 | 0.011745 | 0.0091793
1992 | 133.1979 | 0 | 0 | 0 | 0 | 0 | 0 | 0.027405 | 0.0095784
1992 | 133.2083 | 0 | 0 | 0 | 0 | 0 | 0 | 0.019575 | 0.015565
1992 | 133.2188 | 0 | 0 | 0 | 0 | 0 | 0 | 0.03132 | 0.016762
1992 | 133.2292 | 0 | 0 | 0 | 0 | 0 | 0 | 0.02349 | 0.020753
1992 | 133.2396 | 0 | 0 | 0 | 0 | 0 | 0 | 0.02349 | 0.015166
1992 | 133.25 | 0 | 0 | 0 | 0 | 0 | 0 | 0.019575 | 0.015565
1992 | 133.2604 | 0 | 0 | 0 | 0 | 0 | 0 | 0.011745 | 0.0099775
1992 | 133.2708 | 0 | 0 | 0 | 0 | 0 | 0 | 0.035235 | 0.014767
1992 | 133.2813 | 0 | 0 | 0 | 0 | 0 | 0 | -0.003915 | 0.010776
1992 | 133.2917 | 0 | 0 | 0 | 0 | 0 | 0 | 0.035235 | 0.024744
1992 | 133.3021 | 0 | 0 | 0 | 0 | 0 | 0 | 0.08613 | 0.027139
1992 | 133.3125 | 0 | 0 | 0 | 0 | 0 | 0 | 0.050895 | 0.064255
1992 | 133.3229 | 0 | 0 | 0 | 0 | 0 | 0 | 0.10571 | 0.050686
1992 | 133.3333 | 0 | 0 | 0 | 0 | 0 | 0 | 0.13311 | 0.051883
1992 | 133.3438 | 0 | 0 | 0 | 0 | 0 | 0 | 0.10179 | 0.05308
1992 | 133.3542 | 0 | 0 | 0 | 0 | 0 | 0 | 0.13311 | 0.059067
1992 | 133.3646 | 0 | 0 | 0 | 0 | 0 | 0 | 0.13702 | 0.07104
1992 | 133.375 | 0 | 0 | 0 | 0 | 0 | 0 | 0.16443 | 0.061062
1992 | 133.3854 | 0 | 0 | 0 | 0 | 0 | 0 | 0.18009 | 0.069443
1992 | 133.3958 | 0 | 0 | 0 | 0 | 0 | 0 | 0.16051 | 0.059067
1992 | 133.4063 | 0 | 0 | 0 | 0 | 0 | 0 | 0.18401 | 0.073434
1992 | 133.4167 | 0 | 0 | 0 | 0 | 0 | 0 | 0.21533 | 0.071439
1992 | 133.4271 | 0 | 0 | 0 | 0 | 0 | 0 | 0.19183 | 0.070242
1992 | 133.4375 | 0 | 0 | 0 | 0 | 0 | 0 | 0.16051 | 0.067448
1992 | 133.4479 | 0 | 0 | 0 | 0 | 0 | 0 | 0.25056 | 0.065852
1992 | 133.4583 | 0 | 0 | 0 | 0 | 0 | 0 | 0.18401 | 0.071439
1992 | 133.4688 | 0 | 0 | 0 | 0 | 0 | 0 | 0.27796 | 0.066251
1992 | 133.4792 | 0 | 0 | 0 | 0 | 0 | 0 | 0.22707 | 0.071439
1992 | 133.4896 | 0 | 0 | 0 | 0 | 0 | 0 | 0.19575 | 0.074632
1992 | 133.5 | 0 | 0 | 0 | 0 | 0 | 0 | 0.21532 | 0.072237
1992 | 133.5104 | 0 | 0 | 0 | 0 | 0 | 0 | 0.22315 | 0.078623
1992 | 133.5208 | 0 | 0 | 0 | 0 | 0 | 0 | 0.25839 | 0.083013
1992 | 133.5313 | 0 | 0 | 0 | 0 | 0 | 0 | 0.23881 | 0.087403
1992 | 133.5417 | 0 | 0 | 0 | 0 | 0 | 0 | 0.21141 | 0.080219
1992 | 133.5521 | 0 | 0 | 0 | 0 | 0 | 0 | 0.23099 | 0.094986
1992 | 133.5625 | 0 | 0 | 0 | 0 | 0 | 0 | 0.25839 | 0.098578
1992 | 133.5729 | 0 | 0 | 0 | 0 | 0 | 0 | 0.26622 | 0.095784
1992 | 133.5833 | 0 | 0 | 0 | 0 | 0 | 0 | 0.20749 | 0.094986
1992 | 133.5938 | 0 | 0 | 0 | 0 | 0 | 0 | 0.25839 | 0.09299
1992 | 133.6042 | 0 | 0 | 0 | 0 | 0 | 0 | 0.25839 | 0.044699
1992 | 133.6146 | 0 | 0 | 0 | 0 | 0 | 0 | 0.25448 | 0.095784
1992 | 133.625 | 0 | 0 | 0 | 0 | 0 | 0 | 0.24273 | 0.083811
1992 | 133.6354 | 0 | 0 | 0 | 0 | 0 | 0 | 0.22316 | 0.083811
1992 | 133.6458 | 0 | 0 | 0 | 0 | 0 | 0 | 0.21141 | 0.095784
1992 | 133.6563 | 0 | 0 | 0 | 0 | 0 | 0 | 0.21533 | 0.091793
1992 | 133.6667 | 0 | 0 | 0 | 0 | 0 | 0 | 0.21141 | 0.083811
1992 | 133.6771 | 0 | 0 | 0 | 0 | 0 | 0 | 0.17226 | 0.059865
1992 | 133.6875 | 0 | 0 | 0 | 0 | 0 | 0 | 0.058725 | 0.063856
1992 | 133.6979 | 0 | 0 | 0 | 0 | 0 | 0 | 0.12528 | 0.063856
1992 | 133.7083 | 0 | 0 | 0 | 0 | 0 | 0 | 0.082215 | 0.063856
1992 | 133.7188 | 0 | 0 | 0 | 0 | 0 | 0 | 0.097875 | 0.055874
1992 | 133.7292 | 0 | 0 | 0 | 0 | 0 | 0 | 0.097875 | 0.059865
1992 | 133.7396 | 0 | 0 | 0 | 0 | 0 | 0 | 0.17226 | 0.03991
1992 | 133.75 | 0 | 0 | 0 | 0 | 0 | 0 | 0.10962 | 0.067847
1992 | 133.7604 | 0 | 0 | 0 | 0 | 0 | 0 | 0.14094 | 0.043901
1992 | 133.7708 | 0 | 0 | 0 | 0 | 0 | 0 | 0.12136 | 0.059865
1992 | 133.7813 | 0 | 0 | 0 | 0 | 0 | 0 | 0.13702 | 0.047892
1992 | 133.7917 | 0 | 0 | 0 | 0 | 0 | 0 | 0.082215 | 0.043901
1992 | 133.8021 | 0 | 0 | 0 | 0 | 0 | 0 | 0.06264 | 0.047892
1992 | 133.8125 | 0 | 0 | 0 | 0 | 0 | 0 | 0.058725 | 0.023946
1992 | 133.8229 | 0 | 0 | 0 | 0 | 0 | 0 | 0.04698 | 0.035919
1992 | 133.8333 | 0 | 0 | 0 | 0 | 0 | 0 | 0.035235 | 0.019955
1992 | 133.8438 | 0 | 0 | 0 | 0 | 0 | 0 | 0.027405 | 0.019955
1992 | 133.8542 | 0 | 0 | 0 | 0 | 0 | 0 | 0.00783 | 0.007982
1992 | 133.8646 | 0 | 0 | 0 | 0 | 0 | 0 | 0.019575 | 0.011973
1992 | 133.875 | 0 | 0 | 0 | 0 | 0 | 0 | 0.00783 | 0.011973
1992 | 133.8854 | 0 | 0 | 0 | 0 | 0 | 0 | 0 | 0.011973
1992 | 133.8958 | 0 | 0 | 0 | 0 | 0 | 0 | 0.027405 | 0.023946
1992 | 133.9063 | 0 | 0 | 0 | 0 | 0 | 0 | 0.035235 | 0.007982
1992 | 133.9167 | 0 | 0 | 0 | 0 | 0 | 0 | -0.003915 | 0.019955
1992 | 133.9271 | 0 | 0 | 0 | 0 | 0 | 0 | 0.01566 | 0
1992 | 133.9375 | 0 | 0.007982 | 0 | 0 | 0 | 0 | 0.019575 | 0.007982
1992 | 133.9479 | 0 | 0 | 0 | 0 | 0 | 0 | 0.06264 | 0.027937
1992 | 133.9583 | 0 | 0 | 0 | 0 | 0 | 0 | 0.03915 | 0.003991
1992 | 133.9688 | 0 | 0 | 0 | 0 | 0 | 0 | 0.05481 | 0.027937
1992 | 133.9792 | 0 | 0 | 0 | 0 | 0 | 0 | 0.02349 | 0.015964
1992 | 133.9896 | 0 | 0 | 0 | 0 | 0 | 0 | 0.066555 | 0.015964
1992 | 134 | 0 | 0 | 0 | 0 | 0 | 0 | 0.019575 | 0.007982
1992 | 134.0104 | 0 | 0 | 0 | 0 | 0 | 0 | 0.011745 | 0.007982
1992 | 134.0208 | 0 | 0 | 0 | 0 | 0 | 0 | 0.043065 | 0.007982
1992 | 134.0313 | 0 | 0 | 0 | 0 | 0 | 0 | 0.01566 | 0.015964
1992 | 134.0417 | 0 | 0 | 0 | 0 | 0 | 0 | 0.03132 | 0.007982
1992 | 134.0521 | 0 | 0.007982 | 0 | 0 | 0 | 0 | 5.6843e-14 | -0.011973
1992 | 134.0625 | 0 | 0 | 0 | 0 | 0 | 0 | 0.03132 | 0.019955
1992 | 134.0729 | 0 | 0 | 0 | 0 | 0 | 0 | 0.03132 | 0.007982
1992 | 134.0833 | 0 | 0 | 0 | 0 | 0 | 0 | 0.011745 | 0.003991
1992 | 134.0938 | 0 | 0.015964 | 0 | 0 | 0 | 0 | 0.011745 | 0.015964
1992 | 134.1042 | 0 | 0 | 0 | 0 | 0 | 0 | 0.011745 | 0.011973
1992 | 134.1146 | 0 | 0 | 0 | 0 | 0 | 0 | 0.019575 | 0
1992 | 134.125 | 0 | 0 | 0 | 0 | 0 | 0 | 0.019575 | 0
1992 | 134.1354 | 0 | 0 | 0 | 0 | 0 | 0 | -0.003915 | 0
1992 | 134.1458 | 0 | 0 | 0 | 0 | 0 | 0 | 0.019575 | 0.003991
1992 | 134.1563 | 0 | 0 | 0 | 0 | 0 | 0 | 0.003915 | -0.003991
1992 | 134.1667 | 0 | 0 | 0 | 0 | 0 | 0 | -0.01566 | 0.003991
1992 | 134.1771 | 0 | 0.007982 | 0 | 0 | 0 | 0 | 0.027405 | -0.003991
1992 | 134.1875 | 0 | 0 | 0 | 0 | 0 | 0 | 0.003915 | 0.003991
1992 | 134.1979 | 0 | 0.015964 | 0 | 0 | 0 | 0 | 0.011745 | 0.007982
1992 | 134.2083 | 0 | 0 | 0 | 0 | 0 | 0 | 0.00783 | 0.007982
1992 | 134.2188 | 0 | 0 | 0 | 0 | 0 | 0 | 0.00783 | 0.003991
1992 | 134.2292 | 0 | 0 | 0 | 0 | 0 | 0 | 0.011745 | 0.003991
1992 | 134.2396 | 0 | 0 | 0 | 0 | 0 | 0 | -5.6843e-14 | -0.003991
1992 | 134.25 | 0 | 0 | 0 | 0 | 0 | 0 | 0.00783 | 0.011973
1992 | 134.2604 | 0 | 0.007982 | 0 | 0 | 0 | 0 | 0.00783 | 0.003991
1992 | 134.2708 | 0 | 0 | 0 | 0 | 0 | 0 | 0.011745 | 0.003991
1992 | 134.2813 | 0 | 0 | 0 | 0 | 0 | 0 | 0.00783 | 0
1992 | 134.2917 | 0.04698 | 0.015964 | 0 | 0 | 0 | 0 | -0.00783 | -0.003991
1992 | 134.3021 | 0 | 0 | 0 | 0 | 0 | 0 | 0.027405 | 0.003991
1992 | 134.3125 | 0 | 0 | 0 | 0 | 0 | 0 | 0.01566 | 0.007982
1992 | 134.3229 | 0 | 0 | 0 | 0 | 0 | 0 | 0.03132 | 0.019955
1992 | 134.3333 | 0 | 0 | 0 | 0 | 0 | 0 | -0.003915 | 0.019955
1992 | 134.3438 | 0 | 0 | 0 | 0 | 0 | 0 | 0.035235 | 0.015964
1992 | 134.3542 | 0 | 0 | 0 | 0 | 0 | 0 | 0.082215 | 0.043901
1992 | 134.3646 | 0 | 0 | 0 | 0 | 0 | 0 | 0.05481 | 0.047892
1992 | 134.375 | 0 | 0 | 0 | 0 | 0 | 0 | 0.043065 | 0.023946
1992 | 134.3854 | 0 | 0 | 0 | 0 | 0 | 0 | 0.043065 | 0.03991
1992 | 134.3958 | 0 | 0 | 0 | 0 | 0 | 0 | 0.066555 | 0.035919
1992 | 134.4063 | 0 | 0 | 0 | 0 | 0 | 0 | 0.043065 | 0.027937
1992 | 134.4167 | 0 | 0 | 0 | 0 | 0 | 0 | 0.082215 | 0.031928
1992 | 134.4271 | 0 | 0 | 0 | 0 | 0 | 0 | 0.043065 | 0.047892
1992 | 134.4375 | 0 | 0 | 0 | 0 | 0 | 0 | 0.09396 | 0.043901
1992 | 134.4479 | 0 | 0 | 0 | 0 | 0 | 0 | 0.08613 | 0.03991
1992 | 134.4583 | 0 | 0 | 0 | 0 | 0 | 0 | 0.11745 | 0.051883
1992 | 134.4688 | 0 | 0 | 0 | 0 | 0 | 0 | 0.12919 | 0.059865
1992 | 134.4792 | 0 | 0 | 0 | 0 | 0 | 0 | 0.14877 | 0.051883
1992 | 134.4896 | 0 | 0 | 0 | 0 | 0 | 0 | 0.1566 | 0.071838
1992 | 134.5 | 0 | 0 | 0 | 0 | 0 | 0 | 0.15269 | 0.043901
1992 | 134.5104 | 0 | 0 | 0 | 0 | 0.82998 | 0 | -5.6843e-14 | 0.059865
1992 | 134.5208 | 0 | 0 | 0 | 0 | 3.2808 | 0 | -5.6843e-14 | 0.059865
1992 | 134.5313 | 0 | 0 | 0 | 0 | 3.5 | 0 | 0 | 0.075829
1992 | 134.5417 | 0 | 0 | 0 | 0 | 3.4687 | 0 | -5.6843e-14 | 0.063856
1992 | 134.5521 | 0 | 0 | 0 | 0 | 3.3747 | 0 | 0 | 0.071838
1992 | 134.5625 | 0 | 0 | 0 | 0 | 3.3043 | 0 | 0 | 0.071838
1992 | 134.5729 | 0 | 0 | 0 | 0 | 3.2573 | 0 | 0 | 0.075829
1992 | 134.5833 | 0 | 0 | 0 | 0 | 3.2416 | 0 | 0 | 0.075829
1992 | 134.5938 | 0 | 0 | 0 | 0 | 2.1846 | 0 | 0 | 0.07982
1992 | 134.6042 | 0 | 0 | 0 | 0 | 1.3624 | 0 | 0 | 0.071838
1992 | 134.6146 | 0 | 0 | 0 | 0 | 0.07047 | 0 | 0.1566 | 0.063856
1992 | 134.625 | 0 | 0 | 0 | 0 | 0 | 0 | 0.25839 | 0.083811
1992 | 134.6354 | 0 | 0 | 0 | 0 | 0 | 0 | 0.24273 | 0.071838
1992 | 134.6458 | 0 | 0 | 0 | 0 | 0 | 0 | 0.25056 | 0.063856
1992 | 134.6563 | 0 | 0 | 0 | 0 | 0 | 0 | 0.17226 | 0.075829
1992 | 134.6667 | 0 | 0 | 0 | 0 | 0 | 0 | 0.24273 | 0.055874
1992 | 134.6771 | 0 | 0 | 0 | 0 | 0 | 0 | 0.09396 | 0.067847
1992 | 134.6875 | 0 | 0 | 0 | 0 | 0 | 0 | 0.20358 | 0.051883
1992 | 134.6979 | 0 | 0 | 0 | 0 | 0 | 0 | 0.13702 | 0.047892
1992 | 134.7083 | 0 | 0 | 0 | 0 | 0 | 0 | 0.14094 | 0.059865
1992 | 134.7188 | 0 | 0 | 0 | 0 | 0 | 0 | 0.25447 | 0.055874
1992 | 134.7292 | 0 | 0 | 0 | 0 | 0 | 0 | 0.14094 | 0.059865
1992 | 134.7396 | 0 | 0 | 0 | 0 | 0 | 0 | 0.12137 | 0.051883
1992 | 134.75 | 0 | 0 | 0 | 0 | 0 | 0 | 0.10962 | 0.043901
1992 | 134.7604 | 0 | 0 | 0 | 0 | 0 | 0 | 0.10962 | 0.035919
1992 | 134.7708 | 0 | 0 | 0 | 0 | 0 | 0 | 0.13702 | 0.031928
1992 | 134.7813 | 0 | 0 | 0 | 0 | 0 | 0 | 0.027405 | 0.023946
1992 | 134.7917 | 0 | 0 | 0 | 0 | 0 | 0 | 0.08613 | 0.035919
1992 | 134.8021 | 0 | 0 | 0 | 0 | 0 | 0 | 0.050895 | 0.015964
1992 | 134.8125 | 0 | 0 | 0 | 0 | 0 | 0 | 0.05481 | 0.019955
1992 | 134.8229 | 0 | 0 | 0 | 0 | 0 | 0 | 0.043065 | 0.015964
1992 | 134.8333 | 0 | 0 | 0 | 0 | 0 | 0 | -0.00783 | 0.011973
1992 | 134.8438 | 0 | 0 | 0 | 0 | 0 | 0 | 0.0783 | 0.003991
1992 | 134.8542 | 0 | 0 | 0 | 0 | 0 | 0 | -0.011745 | 0.015964
1992 | 134.8646 | 0 | 0 | 0 | 0 | 0 | 0 | 0.050895 | 0.007982
1992 | 134.875 | 0 | 0 | 0 | 0 | 0 | 0 | 0.04698 | 0.015964
1992 | 134.8854 | 0 | 0 | 0 | 0 | 0 | 0 | 0.019575 | 0.023946
1992 | 134.8958 | 0 | 0 | 0 | 0 | 0 | 0 | 0.15269 | 0.011973
1992 | 134.9063 | 0 | 0 | 0 | 0 | 0 | 0 | 0.043065 | 0.023946
1992 | 134.9167 | 0 | 0 | 0 | 0 | 0 | 0 | 0.074385 | 0.031928
1992 | 134.9271 | 0 | 0 | 0 | 0 | 0 | 0 | 0.13311 | 0
1992 | 134.9375 | 0 | 0 | 0 | 0 | 0 | 0 | 0.043065 | 0.019955
1992 | 134.9479 | 0 | 0 | 0 | 0 | 0 | 0 | 0.14877 | 0.023946
1992 | 134.9583 | 0 | 0 | 0 | 0 | 0 | 0 | 0.050895 | 0.019955
1992 | 134.9688 | 0 | 0 | 0 | 0 | 0 | 0 | 0.066555 | 0.003991
1992 | 134.9792 | 0 | 0 | 0 | 0 | 0 | 0 | 0.066555 | 0.023946
1992 | 134.9896 | 0 | 0 | 0 | 0 | 0 | 0 | 0.050895 | 0.007982
1992 | 135 | 0 | 0 | 0 | 0 | 0 | 0 | -0.03132 | 0.019955
1992 | 135.0104 | 0 | 0 | 0 | 0 | 0 | 0 | 0.12528 | 0.003991
1992 | 135.0208 | 0 | 0 | 0 | 0 | 0 | 0 | 0.074385 | 0
1992 | 135.0313 | 0 | 0 | 0 | 0 | 0 | 0 | 0.019575 | 0.011973
1992 | 135.0417 | 0 | 0 | 0 | 0 | 0 | 0 | 0.03132 | 0.023946
1992 | 135.0521 | 0 | 0 | 0 | 0 | 0 | 0 | 0.035235 | 0.019955
1992 | 135.0625 | 0 | 0 | 0 | 0 | 0 | 0 | 0.13702 | -0.003991
1992 | 135.0729 | 0 | 0 | 0 | 0 | 0 | 0 | 0.00783 | 0.015964
1992 | 135.0833 | 0.01566 | 0 | 0 | 0 | 0 | 0 | 0.011745 | 0.007982
1992 | 135.0938 | 0 | 0 | 0 | 0 | 0 | 0 | 0.050895 | 0.007982
1992 | 135.1042 | 0 | 0 | 0 | 0 | 0 | 0 | 0.00783 | 0.003991
1992 | 135.1146 | 0 | 0 | 0 | 0 | 0 | 0 | 0.00783 | 0.003991
1992 | 135.125 | 0 | 0 | 0 | 0 | 0 | 0 | 0.04698 | 0.007982
1992 | 135.1354 | 0 | 0 | 0 | 0 | 0 | 0 | -0.003915 | 0
1992 | 135.1458 | 0 | 0 | 0 | 0 | 0 | 0 | 0.01566 | 0.003991
1992 | 135.1563 | 0 | 0 | 0 | 0 | 0 | 0 | 0.019575 | 0
1992 | 135.1667 | 0 | 0 | 0 | 0 | 0 | 0 | 0.01566 | 0
1992 | 135.1771 | 0 | 0 | 0 | 0 | 0 | 0 | 0.01566 | 0.007982
1992 | 135.1875 | 0 | 0 | 0 | 0 | 0 | 0 | -0.043065 | 0.003991
1992 | 135.1979 | 0 | 0 | 0 | 0 | 0 | 0 | 0 | -0.003991
1992 | 135.2083 | 0 | 0 | 0 | 0 | 0 | 0 | 0.03915 | -0.003991
1992 | 135.2188 | 0 | 0 | 0 | 0 | 0 | 0 | -0.00783 | 0.003991
1992 | 135.2292 | 0 | 0 | 0 | 0 | 0 | 0 | 0.027405 | 0.003991
1992 | 135.2396 | 0 | 0 | 0 | 0 | 0 | 0 | 0.01566 | -0.007982
1992 | 135.25 | 0.02349 | 0 | 0 | 0 | 0 | 0 | 0.043065 | 0.007982
1992 | 135.2604 | 0 | 0.007982 | 0 | 0 | 0 | 0 | -0.019575 | 0
1992 | 135.2708 | 0.01566 | 0 | 0 | 0 | 0 | 0 | 0.00783 | 0.007982
1992 | 135.2813 | 0.01566 | 0 | 0 | 0 | 0 | 0 | 0.035235 | 0.003991
1992 | 135.2917 | 0 | 0 | 0 | 0 | 0 | 0 | 0.043065 | 0.015964
1992 | 135.3021 | 0 | 0 | 0 | 0 | 0 | 0 | -0.04698 | 0.023946
1992 | 135.3125 | 0 | 0 | 0 | 0 | 0 | 0 | 0.07047 | 0.027937
1992 | 135.3229 | 0 | 0 | 0 | 0 | 0 | 0 | 0.058725 | 0.023946
1992 | 135.3333 | 0 | 0 | 0 | 0 | 0 | 0 | 0.07047 | 0.035919
1992 | 135.3438 | 0 | 0 | 0 | 0 | 0 | 0 | 0.0783 | 0.035919
1992 | 135.3542 | 0 | 0 | 0 | 0 | 0 | 0 | 0.050895 | 0.047892
1992 | 135.3646 | 0 | 0 | 0 | 0 | 0 | 0 | 0.15269 | 0.043901
1992 | 135.375 | 0 | 0 | 0 | 0 | 0 | 0 | 0.082215 | 0.047892
1992 | 135.3854 | 0 | 0 | 0 | 0 | 0 | 0 | 0.11745 | 0.059865
1992 | 135.3958 | 0 | 0 | 0 | 0 | 0 | 0 | 0.090045 | 0.055874
1992 | 135.4063 | 0 | 0 | 0 | 0 | 0 | 0 | 0.13311 | 0.059865
1992 | 135.4167 | 0 | 0 | 0 | 0 | 0 | 0 | 0.12919 | 0.059865
1992 | 135.4271 | 0 | 0 | 0 | 0 | 0 | 0 | 0.14094 | 0.047892
1992 | 135.4375 | 0 | 0 | 0 | 0 | 0 | 0 | 0.16051 | 0.059865
1992 | 135.4479 | 0 | 0 | 0 | 0 | 0 | 0 | 0.16052 | 0.07982
1992 | 135.4583 | 0 | 0 | 0 | 0 | 0 | 0 | 0.13311 | 0.035919
1992 | 135.4688 | 0 | 0 | 0 | 0 | 0 | 0 | 0.21141 | 0.063856
1992 | 135.4792 | 0 | 0 | 0 | 0 | 0 | 0 | 0.20749 | 0.063856
1992 | 135.4896 | 0 | 0 | 0 | 0 | 0 | 0 | 0.18401 | 0.051883
1992 | 135.5 | 0 | 0 | 0 | 0 | 0 | 0 | 0.25447 | 0.071838
1992 | 135.5104 | 0 | 0 | 0 | 0 | 0 | 0 | 0.20358 | 0.075829
1992 | 135.5208 | 0 | 0 | 0 | 0 | 0 | 0 | 0.27797 | 0.067847
1992 | 135.5313 | 0 | 0 | 0 | 0 | 0 | 0 | 0.24273 | 0.071838
1992 | 135.5417 | 0 | 0 | 0 | 0 | 0 | 0 | 0.26622 | 0.075829
1992 | 135.5521 | 0 | 0 | 0 | 0 | 0 | 0 | 0.2349 | 0.07982
1992 | 135.5625 | 0 | 0 | 0 | 0 | 0 | 0 | 0.22707 | 0.087802
1992 | 135.5729 | 0 | 0 | 0 | 0 | 0 | 0 | 0.28188 | 0.091793
1992 | 135.5833 | 0 | 0 | 0 | 0 | 0 | 0 | 0.29362 | 0.087802
1992 | 135.5938 | 0 | 0 | 0 | 0 | 0 | 0 | 0.22315 | 0.083811
1992 | 135.6042 | 0 | 0 | 0 | 0 | 0 | 0 | 0.2858 | 0.083811
1992 | 135.6146 | 0 | 0 | 0 | 0 | 0 | 0 | 0.25056 | 0.07982
1992 | 135.625 | 0 | 0 | 0 | 0 | 0 | 0 | 0.14877 | 0.07982
1992 | 135.6354 | 0 | 0 | 0 | 0 | 0 | 0 | 0.27014 | 0.067847
1992 | 135.6458 | 0 | 0 | 0 | 0 | 0 | 0 | 0.16834 | 0.075829
1992 | 135.6563 | 0 | 0 | 0 | 0 | 0 | 0 | 0.20749 | 0.067847
1992 | 135.6667 | 0 | 0 | 0 | 0 | 0 | 0 | 0.11745 | 0.051883
1992 | 135.6771 | 0 | 0 | 0 | 0 | 0 | 0 | 0.16443 | 0.067847
1992 | 135.6875 | 0 | 0 | 0 | 0 | 0 | 0 | 0.17618 | 0.055874
1992 | 135.6979 | 0 | 0 | 0 | 0 | 0 | 0 | 0.07047 | 0.059865
1992 | 135.7083 | 0 | 0 | 0 | 0 | 0 | 0 | 0.12136 | 0.063856
1992 | 135.7188 | 0 | 0 | 0 | 0 | 0 | 0 | 0.22707 | 0.051883
1992 | 135.7292 | 0 | 0 | 0 | 0 | 0 | 0 | 0.11353 | 0.051883
1992 | 135.7396 | 0 | 0 | 0 | 0 | 0 | 0 | 0.06264 | 0.043901
1992 | 135.75 | 0 | 0 | 0 | 0 | 0 | 0 | 0.06264 | 0.051883
1992 | 135.7604 | 0 | 0 | 0 | 0 | 0 | 0 | 0.066555 | 0.047892
1992 | 135.7708 | 0 | 0 | 0 | 0 | 0 | 0 | 0.003915 | 0.027937
1992 | 135.7813 | 0 | 0 | 0 | 0 | 0 | 0 | 0.12528 | 0.015964
1992 | 135.7917 | 0 | 0.007982 | 0 | 0 | 0 | 0 | -0.050895 | -0.011973
1992 | 135.8021 | 0 | 0 | 0 | 0 | 0 | 0 | 0.20358 | 0.047892
1992 | 135.8125 | 0 | 0 | 0 | 0 | 0 | 0 | 0.050895 | 0.03991
1992 | 135.8229 | 0 | 0 | 0 | 0 | 0 | 0 | 0.08613 | 0.019955
1992 | 135.8333 | 0 | 0 | 0 | 0 | 0 | 0 | 0.066555 | -0.003991
1992 | 135.8438 | 0 | 0 | 0 | 0 | 0 | 0 | 0.058725 | 0.019955
1992 | 135.8542 | 0 | 0 | 0 | 0 | 0 | 0 | 0.058725 | 0.03991
1992 | 135.8646 | 0 | 0 | 0 | 0 | 0 | 0 | 0.02349 | 0.019955
1992 | 135.875 | 0 | 0 | 0 | 0 | 0 | 0 | 0.03915 | -0.007982
1992 | 135.8854 | 0 | 0 | 0 | 0 | 0 | 0 | 0.043065 | 0.015964
1992 | 135.8958 | 0 | 0 | 0 | 0 | 0 | 0 | 0.03132 | 0.019955
1992 | 135.9063 | 0 | 0 | 0 | 0 | 0 | 0 | 0.035235 | 0.007982
1992 | 135.9167 | 0 | 0 | 0 | 0 | 0 | 0 | 0.06264 | 0.007982
1992 | 135.9271 | 0 | 0 | 0 | 0 | 0 | 0 | 0.043065 | 0.023946
1992 | 135.9375 | 0 | 0 | 0 | 0 | 0 | 0 | -0.03915 | 0.011973
1992 | 135.9479 | 0 | 0 | 0 | 0 | 0 | 0 | 0.0783 | 0.007982
1992 | 135.9583 | 0 | 0 | 0 | 0 | 0 | 0 | 0 | 0.007982
1992 | 135.9688 | 0 | 0 | 0 | 0 | 0 | 0 | 0.03132 | 0.011973
1992 | 135.9792 | 0 | 0 | 0 | 0 | 0 | 0 | 0.011745 | 0.003991
1992 | 135.9896 | 0 | 0 | 0 | 0 | 0 | 0 | 0.02349 | 0.003991
1992 | 136 | 0 | 0 | 0 | 0 | 0 | 0 | 0.00783 | 0.003991
1992 | 136.0104 | 0 | 0 | 0 | 0 | 0 | 0 | 0.011745 | 0.007982
1992 | 136.0208 | 0 | 0 | 0 | 0 | 0 | 0 | 0.03915 | 0.003991
1992 | 136.0313 | 0 | 0 | 0 | 0 | 0 | 0 | 0.050895 | 0.003991
1992 | 136.0417 | 0 | 0 | 0 | 0 | 0 | 0 | 0.01566 | 0.015964
1992 | 136.0521 | 0 | 0 | 0 | 0 | 0 | 0 | -0.027405 | 0.011973
1992 | 136.0625 | 0 | 0 | 0 | 0 | 0 | 0 | 0.03132 | 0.007982
1992 | 136.0729 | 0 | 0 | 0 | 0 | 0 | 0 | 0.043065 | 0.003991
1992 | 136.0833 | 0 | 0 | 0 | 0 | 0 | 0 | -0.01566 | 0.007982
1992 | 136.0938 | 0 | 0 | 0 | 0 | 0 | 0 | 0.03132 | 0.007982
1992 | 136.1042 | 0 | 0 | 0 | 0 | 0 | 0 | 0.03132 | 0.007982
1992 | 136.1146 | 0 | 0 | 0 | 0 | 0 | 0 | 0.019575 | 0.007982
1992 | 136.125 | 0 | 0 | 0 | 0 | 0 | 0 | -0.01566 | 0
1992 | 136.1354 | 0 | 0 | 0 | 0 | 0 | 0 | 0.043065 | 0.007982
1992 | 136.1458 | 0 | 0 | 0 | 0 | 0 | 0 | -0.01566 | 0.007982
1992 | 136.1563 | 0 | 0 | 0 | 0 | 0 | 0 | 0.043065 | 0
1992 | 136.1667 | 0 | 0.007982 | 0 | 0 | 0 | 0 | 0.003915 | 0.007982
1992 | 136.1771 | 0.01566 | 0 | 0 | 0 | 0 | 0 | -0.035235 | 0
1992 | 136.1875 | 0 | 0 | 0 | 0 | 0 | 0 | 0.043065 | -0.003991
1992 | 136.1979 | 0 | 0 | 0 | 0 | 0 | 0 | -0.003915 | 0
1992 | 136.2083 | 0 | 0 | 0 | 0 | 0 | 0 | 0.011745 | 0.003991
1992 | 136.2188 | 0 | 0 | 0 | 0 | 0 | 0 | -0.003915 | -0.003991
1992 | 136.2292 | 0 | 0 | 0 | 0 | 0 | 0 | -5.6843e-14 | 0
1992 | 136.2396 | 0 | 0 | 0 | 0 | 0 | 0 | 0.00783 | 0
1992 | 136.25 | 0.01566 | 0 | 0 | 0 | 0 | 0 | 0.011745 | 0.003991
1992 | 136.2604 | 0 | 0 | 0 | 0 | 0 | 0 | -0.02349 | 0.003991
1992 | 136.2708 | 0 | 0 | 0 | 0 | 0 | 0 | 0.050895 | 0.003991
1992 | 136.2813 | 0 | 0 | 0 | 0 | 0 | 0 | 0.02349 | 0.007982
1992 | 136.2917 | 0 | 0 | 0 | 0 | 0 | 0 | -0.01566 | 0.015964
1992 | 136.3021 | 0 | 0 | 0 | 0 | 0 | 0 | 0.043065 | 0
1992 | 136.3125 | 0 | 0 | 0.76734 | 1.2532 | 0 | 0 | 0.00783 | 5.6843e-14
1992 | 136.3229 | 0 | 0 | 2.1767 | 2.2509 | 0 | 0 | 0 | 0
1992 | 136.3333 | 0 | 0 | 0.03132 | 0.015964 | 0 | 0 | 0.058725 | 0.035919
1992 | 136.3438 | 0 | 0 | 0 | 0 | 0 | 0 | 0.066555 | 0.11175
1992 | 136.3542 | 0 | 0 | 0 | 0 | 0 | 0 | 0.09396 | 0.13968
1992 | 136.3646 | 0 | 0 | 0 | 0 | 0 | 0 | 0.08613 | 0.11973
1992 | 136.375 | 0 | 0 | 0 | 0 | 0 | 0 | 0.074385 | 0.087802
1992 | 136.3854 | 0 | 0 | 0 | 0 | 0 | 0 | 0.097875 | 0.12771
1992 | 136.3958 | 0 | 0 | 0 | 0 | 0 | 0 | 0.066555 | 0.11574
1992 | 136.4063 | 0 | 0 | 0 | 0 | 0 | 0 | 0.11353 | 0.1317
1992 | 136.4167 | 0 | 0 | 0 | 0 | 0 | 0 | 0.1566 | 0.14368
1992 | 136.4271 | 0 | 0 | 0 | 0 | 0 | 0 | 0.12136 | 0.12771
1992 | 136.4375 | 0 | 0 | 0 | 0 | 0 | 0 | 0.15269 | 0.15166
1992 | 136.4479 | 0 | 0 | 0 | 0 | 0 | 0 | 0.2349 | 0.14368
1992 | 136.4583 | 0 | 0 | 0 | 0 | 0 | 0 | 0.20358 | 0.14368
1992 | 136.4688 | 0 | 0 | 0 | 0 | 0 | 0 | 0.16834 | 0.13569
1992 | 136.4792 | 0 | 0 | 0 | 0 | 0 | 0 | 0.21924 | 0.10776
1992 | 136.4896 | 0 | 0 | 0 | 0 | 0 | 0 | 0.25448 | 0.11973
1992 | 136.5 | 0 | 0 | 0 | 0 | 0 | 0 | 0.21141 | 0.10377
1992 | 136.5104 | 0 | 0 | 0 | 0 | 0 | 0 | 0.17618 | 0.11973
1992 | 136.5208 | 0 | 0 | 0 | 0 | 0 | 0 | 0.28971 | 0.099775
1992 | 136.5313 | 0 | 0 | 0 | 0 | 0 | 0 | 0.23881 | 0.11175
1992 | 136.5417 | 0 | 0 | 0 | 0 | 0 | 0 | 0.16051 | 0.10776
1992 | 136.5521 | 0 | 0 | 0 | 0 | 0.71253 | 0 | 0.011745 | 0.10377
1992 | 136.5625 | 0 | 0 | 0 | 0 | 2.3177 | 0 | 0 | 0.095784
1992 | 136.5729 | 0 | 0 | 0 | 0 | 3.6958 | 0 | 0 | 0.11973
1992 | 136.5833 | 0 | 0 | 0 | 0 | 3.5861 | 0 | -5.6843e-14 | 0.091793
1992 | 136.5938 | 0 | 0 | 0 | 0 | 3.0145 | 0 | 0 | 0.11175
1992 | 136.6042 | 0 | 0 | 0 | 0 | 3.4452 | 0 | 0 | 0.075829
1992 | 136.6146 | 0 | 0 | 0 | 0 | 3.6566 | 0 | 0 | 0.071838
1992 | 136.625 | 0 | 0 | 0 | 0 | 4.2517 | 0 | 5.6843e-14 | 0.099775
1992 | 136.6354 | 0 | 0 | 0 | 0 | 3.226 | 0 | 0 | 0.087802
1992 | 136.6458 | 0 | 0 | 0 | 0 | 0.57159 | 0 | 0.027405 | 0.07982
1992 | 136.6563 | 0 | 0 | 0 | 0 | 0 | 0 | 0.21924 | 0.075829
1992 | 136.6667 | 0 | 0 | 0 | 0 | 0 | 0 | 0.32886 | 0.059865
1992 | 136.6771 | 0 | 0 | 0 | 0 | 0 | 0 | 0.16835 | 0.051883
1992 | 136.6875 | 0 | 0 | 0 | 0 | 0 | 0 | 0.27405 | 0.059865
1992 | 136.6979 | 0 | 0 | 0 | 0 | 0 | 0 | 0.18401 | 0.075829
1992 | 136.7083 | 0 | 0 | 0 | 0 | 0 | 0 | 0.16834 | 0.059865
1992 | 136.7188 | 0 | 0 | 0 | 0 | 0 | 0 | 0.09396 | 0.051883
1992 | 136.7292 | 0 | 0 | 0 | 0 | 0 | 0 | 0.13702 | 0.031928
1992 | 136.7396 | 0 | 0 | 0 | 0 | 0 | 0 | 0.14094 | 0.051883
1992 | 136.75 | 0 | 0 | 0 | 0 | 0 | 0 | 0.16834 | 0.03991
1992 | 136.7604 | 0 | 0 | 0 | 0 | 0 | 0 | 0.04698 | 0.019955
1992 | 136.7708 | 0 | 0 | 0 | 0 | 0 | 0 | 0.11354 | 0.047892
1992 | 136.7813 | 0 | 0 | 0 | 0 | 0 | 0 | 0.08613 | 0.015964
1992 | 136.7917 | 0 | 0 | 0 | 0 | 0 | 0 | 0.04698 | 0.035919
1992 | 136.8021 | 0 | 0 | 0 | 0 | 0 | 0 | 0.08613 | 0.023946
1992 | 136.8125 | 0 | 0 | 0 | 0 | 0 | 0 | 0.074385 | 0.023946
1992 | 136.8229 | 0 | 0 | 0 | 0 | 0 | 0 | 0.035235 | 0.019955
1992 | 136.8333 | 0 | 0 | 0 | 0 | 0 | 0 | 0.06264 | 0.015964
1992 | 136.8438 | 0 | 0 | 0 | 0 | 0 | 0 | 0.03132 | 0.019955
1992 | 136.8542 | 0 | 0 | 0 | 0 | 0 | 0 | 0.027405 | 0.015964
1992 | 136.8646 | 0 | 0 | 0 | 0 | 0 | 0 | 0.035235 | 0.027937
1992 | 136.875 | 0 | 0 | 0 | 0 | 0 | 0 | 0.07047 | 0.003991
1992 | 136.8854 | 0 | 0 | 0 | 0 | 0 | 0 | 0 | 0.015964
1992 | 136.8958 | 0 | 0 | 0 | 0 | 0 | 0 | 0.090045 | 0.023946
1992 | 136.9063 | 0 | 0 | 0 | 0 | 0 | 0 | 0.00783 | 0.015964
1992 | 136.9167 | 0 | 0 | 0 | 0 | 0 | 0 | 0.04698 | 0.015964
1992 | 136.9271 | 0 | 0 | 0 | 0 | 0 | 0 | 0.043065 | 0.015964
1992 | 136.9375 | 0 | 0 | 0 | 0 | 0 | 0 | 0.03915 | 0.003991
1992 | 136.9479 | 0 | 0 | 0 | 0 | 0 | 0 | 0.03132 | 0.011973
1992 | 136.9583 | 0 | 0 | 0 | 0 | 0 | 0 | 0.035235 | 0.007982
1992 | 136.9688 | 0 | 0 | 0 | 0 | 0 | 0 | 0.01566 | 0.007982
1992 | 136.9792 | 0 | 0 | 0 | 0 | 0 | 0 | 0.03132 | 0.007982
1992 | 136.9896 | 0 | 0 | 0 | 0 | 0 | 0 | -0.02349 | 0.007982
1992 | 137 | 0 | 0 | 0 | 0 | 0 | 0 | 0.05481 | 0
1992 | 137.0104 | 0 | 0 | 0 | 0 | 0 | 0 | -0.03132 | 0.011973
1992 | 137.0208 | 0 | 0 | 0 | 0 | 0 | 0 | 0.035235 | 0.011973
1992 | 137.0313 | 0 | 0 | 0 | 0 | 0 | 0 | 0.027405 | 0.011973
1992 | 137.0417 | 0 | 0 | 0 | 0 | 0 | 0 | -0.03132 | 0.007982
1992 | 137.0521 | 0 | 0 | 0 | 0 | 0 | 0 | 0.03915 | 0.015964
1992 | 137.0625 | 0 | 0 | 0 | 0 | 0 | 0 | 0.05481 | 0.007982
1992 | 137.0729 | 0 | 0 | 0 | 0 | 0 | 0 | 0.04698 | 0.011973
1992 | 137.0833 | 0 | 0 | 0 | 0 | 0 | 0 | -0.01566 | 0.019955
1992 | 137.0938 | 0 | 0 | 0 | 0 | 0 | 0 | 0.058725 | 0.007982
1992 | 137.1042 | 0 | 0 | 0 | 0 | 0 | 0 | 0.01566 | 0.003991
1992 | 137.1146 | 0.01566 | 0 | 0 | 0 | 0 | 0 | 0.003915 | 0.007982
1992 | 137.125 | 0 | 0 | 0 | 0 | 0 | 0 | 0.043065 | 0.019955
1992 | 137.1354 | 0 | 0 | 0 | 0 | 0 | 0 | 0.027405 | 0.007982
1992 | 137.1458 | 0 | 0 | 0 | 0 | 0 | 0 | -0.00783 | 0.007982
1992 | 137.1563 | 0 | 0 | 0 | 0 | 0 | 0 | 0.011745 | 0.003991
1992 | 137.1667 | 0 | 0 | 0 | 0 | 0 | 0 | 0.035235 | 0.007982
1992 | 137.1771 | 0 | 0 | 0 | 0 | 0 | 0 | 0.027405 | 0.003991
1992 | 137.1875 | 0 | 0 | 0 | 0 | 0 | 0 | -0.01566 | 0.003991
1992 | 137.1979 | 0 | 0 | 0 | 0 | 0 | 0 | 0.043065 | 0.003991
1992 | 137.2083 | 0 | 0 | 0 | 0 | 0 | 0 | -0.019575 | 0.011973
1992 | 137.2188 | 0 | 0 | 0 | 0 | 0 | 0 | 0.04698 | 0.011973
1992 | 137.2292 | 0 | 0 | 0 | 0 | 0 | 0 | 0.01566 | 0.007982
1992 | 137.2396 | 0 | 0 | 0 | 0 | 0 | 0 | 0.01566 | -0.007982
1992 | 137.25 | 0 | 0 | 0 | 0 | 0 | 0 | 0 | 0
1992 | 137.2604 | 0 | 0 | 0 | 0 | 0 | 0 | 0.003915 | 0.003991
1992 | 137.2708 | 0 | 0 | 0 | 0 | 0 | 0 | 0 | 0
1992 | 137.2813 | 0 | 0 | 0 | 0 | 0 | 0 | -0.01566 | 0.007982
1992 | 137.2917 | 0 | 0 | 0 | 0 | 0 | 0 | 0.035235 | 0.011973
1992 | 137.3021 | 0 | 0 | 0 | 0 | 0 | 0 | 0.03915 | 0.023946
1992 | 137.3125 | 0 | 0 | 0 | 0 | 0 | 0 | 0.011745 | 0.023946
1992 | 137.3229 | 0 | 0 | 0 | 0 | 0 | 0 | 0.050895 | 0.027937
1992 | 137.3333 | 0 | 0 | 0 | 0 | 0 | 0 | 0.043065 | 0.031928
1992 | 137.3438 | 0 | 0 | 0 | 0 | 0 | 0 | 0.06264 | 0.047892
1992 | 137.3542 | 0 | 0 | 0 | 0 | 0 | 0 | 0.10179 | 0.035919
1992 | 137.3646 | 0 | 0 | 0 | 0 | 0 | 0 | 0.066555 | 0.043901
1992 | 137.375 | 0 | 0 | 0 | 0 | 0 | 0 | 0.13311 | 0.051883
1992 | 137.3854 | 0 | 0 | 0 | 0 | 0 | 0 | 0.090045 | 0.03991
1992 | 137.3958 | 0 | 0 | 0 | 0 | 0 | 0 | 0.10962 | 0.059865
1992 | 137.4063 | 0 | 0 | 0 | 0 | 0 | 0 | 0.14094 | 0.03991
1992 | 137.4167 | 0 | 0 | 0 | 0 | 0 | 0 | 0.12919 | 0.055874
1992 | 137.4271 | 0 | 0 | 0 | 0 | 0 | 0 | 0.21141 | 0.047892
1992 | 137.4375 | 0 | 0 | 0 | 0 | 0 | 0 | 0.14877 | 0.063856
1992 | 137.4479 | 0 | 0 | 0 | 0 | 0 | 0 | 0.19184 | 0.055874
1992 | 137.4583 | 0 | 0 | 0 | 0 | 0 | 0 | 0.17226 | 0.059865
1992 | 137.4688 | 0 | 0 | 0 | 0 | 0 | 0 | 0.184 | 0.055874
1992 | 137.4792 | 0 | 0 | 0 | 0 | 0 | 0 | 0.22316 | 0.03991
1992 | 137.4896 | 0 | 0 | 0 | 0 | 0 | 0 | 0.18009 | 0.075829
1992 | 137.5 | 0 | 0 | 0 | 0 | 0 | 0 | 0.26622 | 0.07982
1992 | 137.5104 | 0 | 0 | 0 | 0 | 0 | 0 | 0.25448 | 0.055874
1992 | 137.5208 | 0 | 0 | 0 | 0 | 0 | 0 | 0.18009 | 0.051883
1992 | 137.5313 | 0 | 0 | 0 | 0 | 0 | 0 | 0.19183 | 0.091793
1992 | 137.5417 | 0 | 0 | 0 | 0 | 0 | 0 | 0.21141 | 0.063856
1992 | 137.5521 | 0 | 0 | 0 | 0 | 0 | 0 | 0.28188 | 0.075829
1992 | 137.5625 | 0 | 0 | 0 | 0 | 0 | 0 | 0.12528 | 0.051883
1992 | 137.5729 | 0 | 0 | 0 | 0 | 0 | 0 | 0.20749 | 0.067847
1992 | 137.5833 | 0 | 0 | 0 | 0 | 0 | 0 | 0.25839 | 0.071838
1992 | 137.5938 | 0 | 0 | 0 | 0 | 0 | 0 | 0.18009 | 0.071838
1992 | 137.6042 | 0 | 0 | 0 | 0 | 0 | 0 | 0.25839 | 0.067847
1992 | 137.6146 | 0 | 0 | 0 | 0 | 0 | 0 | 0.23881 | 0.063856
1992 | 137.625 | 0 | 0 | 0 | 0 | 0 | 0 | 0.28971 | 0.071838
1992 | 137.6354 | 0 | 0 | 0 | 0 | 0 | 0 | 0.18792 | 0.059865
1992 | 137.6458 | 0 | 0 | 0 | 0 | 0 | 0 | 0.18401 | 0.071838
1992 | 137.6563 | 0 | 0 | 0 | 0 | 0 | 0 | 0.30928 | 0.071838
1992 | 137.6667 | 0 | 0 | 0 | 0 | 0 | 0 | 0.14877 | 0.059865
1992 | 137.6771 | 0 | 0 | 0 | 0 | 0 | 0 | 0.16052 | 0.055874
1992 | 137.6875 | 0 | 0 | 0 | 0 | 0 | 0 | 0.184 | 0.059865
1992 | 137.6979 | 0 | 0 | 0 | 0 | 0 | 0 | 0.16834 | 0.051883
1992 | 137.7083 | 0 | 0 | 0 | 0 | 0 | 0 | 0.21533 | 0.059865
1992 | 137.7188 | 0 | 0 | 0 | 0 | 0 | 0 | 0.11354 | 0.047892
1992 | 137.7292 | 0 | 0 | 0 | 0 | 0 | 0 | 0.19966 | 0.03991
1992 | 137.7396 | 0 | 0 | 0 | 0 | 0 | 0 | 0.097875 | 0.051883
1992 | 137.75 | 0 | 0 | 0 | 0 | 0 | 0 | 0.082215 | 0.043901
1992 | 137.7604 | 0 | 0 | 0 | 0 | 0 | 0 | 0.13311 | 0.031928
1992 | 137.7708 | 0 | 0 | 0 | 0 | 0 | 0 | 0.06264 | 0.047892
1992 | 137.7813 | 0 | 0 | 0 | 0 | 0 | 0 | 0.090045 | 0.019955
1992 | 137.7917 | 0 | 0 | 0 | 0 | 0 | 0 | 0.11354 | 0.031928
1992 | 137.8021 | 0 | 0 | 0 | 0 | 0 | 0 | 0.00783 | 0.011973
1992 | 137.8125 | 0 | 0 | 0 | 0 | 0 | 0 | 0.019575 | 0.019955
1992 | 137.8229 | 0 | 0 | 0 | 0 | 0 | 0 | 0.08613 | 0.027937
1992 | 137.8333 | 0 | 0 | 0 | 0 | 0 | 0 | 0.043065 | 0.011973
1992 | 137.8438 | 0 | 0 | 0 | 0 | 0 | 0 | 0.035235 | 0.011973
1992 | 137.8542 | 0 | 0 | 0 | 0 | 0 | 0 | -0.035235 | 0.007982
1992 | 137.8646 | 0 | 0 | 0 | 0 | 0 | 0 | 0.04698 | 0.011973
1992 | 137.875 | 0.01566 | 0 | 0 | 0 | 0 | 0 | 0.035235 | 0.003991
1992 | 137.8854 | 0 | 0 | 0 | 0 | 0 | 0 | 0.04698 | 0.003991
1992 | 137.8958 | 0 | 0 | 0 | 0 | 0 | 0 | -0.019575 | 0.011973
1992 | 137.9063 | 0 | 0 | 0 | 0 | 0 | 0 | 0.03132 | 0.003991
1992 | 137.9167 | 0.02349 | 0 | 0 | 0 | 0 | 0 | 0.04698 | 0.003991
1992 | 137.9271 | 0 | 0 | 0 | 0 | 0 | 0 | 0.043065 | 0.003991
1992 | 137.9375 | 0 | 0 | 0 | 0 | 0 | 0 | -0.035235 | 0.011973
1992 | 137.9479 | 0 | 0 | 0 | 0 | 0 | 0 | 0.003915 | -0.003991
1992 | 137.9583 | 0 | 0 | 0 | 0 | 0 | 0 | 0.050895 | 0
1992 | 137.9688 | 0 | 0 | 0 | 0 | 0 | 0 | -0.011745 | 0.011973
1992 | 137.9792 | 0.01566 | 0 | 0 | 0 | 0 | 0 | -0.00783 | 0
1992 | 137.9896 | 0 | 0 | 0 | 0 | 0 | 0 | 0.011745 | 0
1992 | 138 | 0 | 0 | 0 | 0 | 0 | 0 | 0.01566 | 0.003991
1992 | 138.0104 | 0 | 0 | 0 | 0 | 0 | 0 | 0.00783 | -0.003991
1992 | 138.0208 | 0 | 0 | 0 | 0 | 0 | 0 | 0.04698 | -0.003991
1992 | 138.0313 | 0 | 0 | 0 | 0 | 0 | 0 | 0.00783 | 0
1992 | 138.0417 | 0.04698 | 0 | 0 | 0 | 0 | 0 | 0.03132 | 0
1992 | 138.0521 | 0.03132 | 0 | 0 | 0 | 0 | 0 | 0.019575 | -2.8422e-14
1992 | 138.0625 | 0 | 0.007982 | 0 | 0 | 0 | 0 | 0.019575 | -0.003991
1992 | 138.0729 | 0 | 0 | 0 | 0 | 0 | 0 | -0.01566 | 0
1992 | 138.0833 | 0 | 0.007982 | 0 | 0 | 0 | 0 | 0 | 0.003991
1992 | 138.0938 | 0 | 0.007982 | 0 | 0 | 0 | 0 | 0.02349 | -5.6843e-14
1992 | 138.1042 | 0 | 0.007982 | 0 | 0 | 0 | 0 | -0.03915 | 0
1992 | 138.1146 | 0.01566 | 0 | 0 | 0 | 0 | 0 | 0.019575 | -2.8422e-14
1992 | 138.125 | 0 | 0.007982 | 0 | 0 | 0 | 0 | -0.01566 | -2.8422e-14
1992 | 138.1354 | 0 | 0.007982 | 0 | 0 | 0 | 0 | -5.6843e-14 | 0
1992 | 138.1458 | 0 | 0 | 0 | 0 | 0 | 0 | -0.019575 | -0.003991
1992 | 138.1563 | 0.00783 | 0.007982 | 0 | 0 | 0 | 0 | -0.027405 | -0.003991
1992 | 138.1667 | 0 | 0.007982 | 0 | 0 | 0 | 0 | 0.058725 | 2.8422e-14
1992 | 138.1771 | 0.03915 | 0 | 0 | 0 | 0 | 0 | 0.00783 | 0
1992 | 138.1875 | 0.01566 | 0.007982 | 0 | 0 | 0 | 0 | 0.00783 | -2.8422e-14
1992 | 138.1979 | 0.01566 | 0 | 0 | 0 | 0 | 0 | -0.003915 | 0.007982
1992 | 138.2083 | 0 | 0.015964 | 0 | 0 | 0 | 0 | 0.03132 | 0.003991
1992 | 138.2188 | 0 | 0 | 0 | 0 | 0 | 0 | -0.03132 | -0.003991
1992 | 138.2292 | 0 | 0 | 0 | 0 | 0 | 0 | 0.03915 | 0
1992 | 138.2396 | 0.06264 | 0 | 0 | 0 | 0 | 0 | 0.019575 | -0.003991
1992 | 138.25 | 0 | 0 | 0 | 0 | 0 | 0 | 0.03132 | 0
1992 | 138.2604 | 0 | 0 | 0 | 0 | 0 | 0 | 0.00783 | 0
1992 | 138.2708 | 0 | 0 | 0 | 0 | 0 | 0 | 0.011745 | 0.007982
1992 | 138.2813 | 0 | 0 | 0 | 0 | 0 | 0 | 0.003915 | 0.007982
1992 | 138.2917 | 0 | 0 | 0 | 0 | 0 | 0 | -5.6843e-14 | 0.011973
1992 | 138.3021 | 0 | 0 | 0 | 0 | 0 | 0 | 0.027405 | 0.007982
1992 | 138.3125 | 0 | 0 | 0 | 0 | 0 | 0 | 0.00783 | 0.015964
1992 | 138.3229 | 0 | 0 | 0 | 0 | 0 | 0 | 0.035235 | 0.015964
1992 | 138.3333 | 0 | 0 | 0 | 0 | 0 | 0 | -0.011745 | 0.027937
1992 | 138.3438 | 0 | 0 | 0 | 0 | 0 | 0 | 0.058725 | 0.023946
1992 | 138.3542 | 0 | 0 | 0 | 0 | 0 | 0 | 0.035235 | 0.043901
1992 | 138.3646 | 0 | 0 | 0 | 0 | 0 | 0 | 0.050895 | 0.047892
1992 | 138.375 | 0 | 0 | 0 | 0 | 0 | 0 | 0.10179 | 0.047892
1992 | 138.3854 | 0 | 0 | 0 | 0 | 0 | 0 | 0.05481 | 0.043901
1992 | 138.3958 | 0 | 0 | 0 | 0 | 0 | 0 | 0.050895 | 0.047892
1992 | 138.4063 | 0 | 0 | 0 | 0 | 0 | 0 | 0.10179 | 0.043901
1992 | 138.4167 | 0 | 0 | 0 | 0 | 0 | 0 | 0.12137 | 0.055874
1992 | 138.4271 | 0 | 0 | 0 | 0 | 0 | 0 | 0.0783 | 0.011973
1992 | 138.4375 | 0 | 0 | 0 | 0 | 0 | 0 | 0.12137 | 0.059865
1992 | 138.4479 | 0 | 0 | 0 | 0 | 0 | 0 | 0.14094 | 0.035919
1992 | 138.4583 | 0 | 0 | 0 | 0 | 0 | 0 | 0.16051 | 0.047892
1992 | 138.4688 | 0 | 0 | 0 | 0 | 0 | 0 | 0.03915 | 0.023946
1992 | 138.4792 | 0 | 0 | 0 | 0 | 0 | 0 | 0.18009 | 0.035919
1992 | 138.4896 | 0 | 0 | 0 | 0 | 0 | 0 | 0.21924 | 0.064255
1992 | 138.5 | 0 | 0 | 0 | 0 | 0 | 0 | 0.1292 | 0.034722
1992 | 138.5104 | 0 | 0 | 0 | 0 | 0 | 0 | 0.18401 | 0.05747
1992 | 138.5208 | 0 | 0 | 0 | 0 | 0 | 0 | 0.16834 | 0.055874
1992 | 138.5313 | 0 | 0 | 0 | 0 | 0 | 0 | 0.15268 | 0.040309
1992 | 138.5417 | 0 | 0 | 0 | 0 | 0 | 0 | 0.20749 | 0.047493
1992 | 138.5521 | 0 | 0 | 0 | 0 | 0 | 0 | 0.24273 | 0.067049
1992 | 138.5625 | 0 | 0 | 0 | 0 | 0 | 0 | 0.21924 | 0.06226
1992 | 138.5729 | 0 | 0 | 0 | 0 | 0 | 0 | 0.16834 | 0.055475
1992 | 138.5833 | 0 | 0 | 0 | 0 | 0 | 0 | 0.19967 | 0.066251
1992 | 138.5938 | 0 | 0 | 0 | 0 | 0 | 0 | 0.13311 | 0.066251
1992 | 138.6042 | 0 | 0 | 0 | 0 | 0 | 0 | 0.29362 | 0.056273
1992 | 138.6146 | 0 | 0 | 0 | 0 | 0 | 0 | 0.17226 | 0.075031
1992 | 138.625 | 0 | 0 | 0 | 0 | 0 | 0 | 0.20749 | 0.059067
1992 | 138.6354 | 0 | 0 | 0 | 0 | 0 | 0 | 0.18009 | 0.051883
1992 | 138.6458 | 0 | 0 | 0 | 0 | 0 | 0 | 0.1566 | 0.052681
1992 | 138.6563 | 0 | 0 | 0 | 0 | 0 | 0 | 0.074385 | 0.04869
1992 | 138.6667 | 0 | 0 | 0 | 0 | 0 | 0 | 0.22316 | 0.067448
1992 | 138.6771 | 0 | 0 | 0 | 0 | 0 | 0 | 0.13311 | 0.039112
1992 | 138.6875 | 0 | 0 | 0 | 0 | 0 | 0 | 0.19184 | 0.056672
1992 | 138.6979 | 0 | 0 | 0 | 0 | 0 | 0 | 0.12528 | 0.055874
1992 | 138.7083 | 0 | 0 | 0 | 0 | 0 | 0 | 0.17617 | 0.03552
1992 | 138.7188 | 0 | 0 | 0 | 0 | 0 | 0 | 0.10962 | 0.051484
1992 | 138.7292 | 0 | 0 | 0 | 0 | 0 | 0 | 0.14877 | 0.051484
1992 | 138.7396 | 0 | 0 | 0 | 0 | 0 | 0 | 0.0783 | 0.038314
1992 | 138.75 | 0 | 0 | 0 | 0 | 0 | 0 | 0.12137 | 0.047493
1992 | 138.7604 | 0 | 0 | 0 | 0 | 0 | 0 | 0.08613 | 0.041107
1992 | 138.7708 | 0 | 0 | 0 | 0 | 0 | 0 | 0.043065 | 0.026341
1992 | 138.7813 | 0 | 0 | 0 | 0 | 0 | 0 | 0.097875 | 0.031529
1992 | 138.7917 | 0 | 0 | 0 | 0 | 0 | 0 | 0.0783 | 0.028735
1992 | 138.8021 | 0 | 0 | 0 | 0 | 0 | 0 | 0.00783 | 0.021551
1992 | 138.8125 | 0 | 0 | 0 | 0 | 0 | 0 | 0.06264 | 0.02235
1992 | 138.8229 | 0 | 0 | 0 | 0 | 0 | 0 | 0.011745 | 0.017161
1992 | 138.8333 | 0 | 0 | 0 | 0 | 0 | 0 | 0.06264 | 0.011574
1992 | 138.8438 | 0 | 0 | 0 | 0 | 0 | 0 | -0.011745 | 0.007982
1992 | 138.8542 | 0.02349 | 0 | 0 | 0 | 0 | 0 | 0.03915 | 0.01317
1992 | 138.8646 | 0 | 0 | 0 | 0 | 0 | 0 | -0.01566 | 0.0035919
1992 | 138.875 | 0 | 0 | 0 | 0 | 0 | 0 | 0.03915 | 0.0071838
1992 | 138.8854 | 0 | 0 | 0 | 0 | 0 | 0 | 0.00783 | 0.0047892
1992 | 138.8958 | 0.00783 | 0 | 0 | 0 | 0 | 0 | -0.00783 | 0.0067847
1992 | 138.9063 | 0 | 0 | 0 | 0 | 0 | 0 | 0.02349 | 0.013969
1992 | 138.9167 | 0 | 0 | 0 | 0 | 0 | 0 | -0.003915 | 0.0091793
1992 | 138.9271 | 0 | 0 | 0 | 0 | 0 | 0 | 0.027405 | 0.0019955
1992 | 138.9375 | 0 | 0 | 0 | 0 | 0 | 0 | 0.019575 | 0.0099775
1992 | 138.9479 | 0 | 0 | 0 | 0 | 0 | 0 | -0.019575 | 0.0087802
1992 | 138.9583 | 0 | 0 | 0 | 0 | 0 | 0 | 0 | -0.003991
1992 | 138.9688 | 0 | 0 | 0 | 0 | 0 | 0 | 5.6843e-14 | 0.0007982
1992 | 138.9792 | 0 | 0 | 0 | 0 | 0 | 0 | 0.058725 | 0.0043901
1992 | 138.9896 | 0.00783 | 0 | 0 | 0 | 0 | 0 | -0.011745 | 0.0003991
1992 | 139 | 0.00783 | 0 | 0 | 0 | 0 | 0 | -0.00783 | -0.0011973
1992 | 139.0104 | 0 | 0 | 0 | 0 | 0 | 0 | 0.035235 | 0.0027937
1992 | 139.0208 | 0 | 0.0095784 | 0 | 0 | 0 | 0 | -0.003915 | 0.0011973
1992 | 139.0313 | 0.03132 | 0 | 0 | 0 | 0 | 0 | 0 | 0.0023946
1992 | 139.0417 | 0 | 0 | 0 | 0 | 0 | 0 | -0.019575 | -0.0003991
1992 | 139.0521 | 0 | 0 | 0 | 0 | 0 | 0 | 0.02349 | -0.0075829
1992 | 139.0625 | 0 | 0 | 0 | 0 | 0 | 0 | -0.019575 | 0.0031928
1992 | 139.0729 | 0 | 0 | 0 | 0 | 0 | 0 | 0.011745 | -0.0059865
1992 | 139.0833 | 0 | 0 | 0 | 0 | 0 | 0 | 0.003915 | -0.0035919
1992 | 139.0938 | 0 | 0 | 0 | 0 | 0 | 0 | -0.011745 | -0.0059865
1992 | 139.1042 | 0 | 0 | 0 | 0 | 0 | 0 | -0.01566 | -0.0019955
1992 | 139.1146 | 0.02349 | 0 | 0 | 0 | 0 | 0 | 0.003915 | -0.0043901
1992 | 139.125 | 0 | 0 | 0 | 0 | 0 | 0 | 0.043065 | -0.0047892
1992 | 139.1354 | 0 | 0 | 0 | 0 | 0 | 0 | -0.003915 | 0.0015964
1992 | 139.1458 | 0 | 0 | 0 | 0 | 0 | 0 | -0.003915 | -0.0051883
1992 | 139.1563 | 0.01566 | 0 | 0 | 0 | 0 | 0 | 0.00783 | 0
1992 | 139.1667 | 0 | 0 | 0 | 0 | 0 | 0 | -0.019575 | -0.0011973
1992 | 139.1771 | 0 | 0 | 0 | 0 | 0 | 0 | 0.03915 | -0.0055874
1992 | 139.1875 | 0 | 0 | 0 | 0 | 0 | 0 | -0.011745 | 0.0003991
1992 | 139.1979 | 0 | 0 | 0 | 0 | 0 | 0 | -0.011745 | -0.0047892
1992 | 139.2083 | 0 | 0 | 0 | 0 | 0 | 0 | 0.003915 | -0.003991
1992 | 139.2188 | 0 | 0 | 0 | 0 | 0 | 0 | -0.003915 | 0.0035919
1992 | 139.2292 | 0.01566 | 0 | 0 | 0 | 0 | 0 | -0.011745 | -0.0055874
1992 | 139.2396 | 0 | 0 | 0 | 0 | 0 | 0 | -0.01566 | -0.0071838
1992 | 139.25 | 0 | 0 | 0 | 0 | 0 | 0 | 0.043065 | -0.0055874
1992 | 139.2604 | 0 | 0 | 0 | 0 | 0 | 0 | -0.019575 | 0.0015964
1992 | 139.2708 | 0 | 0 | 0 | 0 | 0 | 0 | -0.003915 | -0.0059865
1992 | 139.2813 | 0 | 0 | 0 | 0 | 0 | 0 | 0.05481 | 0.0027937
1992 | 139.2917 | 0.04698 | 0 | 0 | 0 | 0 | 0 | -0.00783 | 0.0067847
1992 | 139.3021 | 0 | 0 | 0 | 0 | 0 | 0 | 0.003915 | 0.0071838
1992 | 139.3125 | 0 | 0 | 0 | 0 | 0 | 0 | 0.003915 | 0.014767
1992 | 139.3229 | 0 | 0 | 0 | 0 | 0 | 0 | 0.043065 | 0.033125
1992 | 139.3333 | 0 | 0 | 0 | 0 | 0 | 0 | 0.066555 | 0.022749
1992 | 139.3438 | 0 | 0 | 0 | 0 | 0 | 0 | -0.003915 | 0.015565
1992 | 139.3542 | 0 | 0 | 0 | 0 | 0 | 0 | 0.04698 | 0.036318
1992 | 139.3646 | 0 | 0 | 0 | 0 | 0 | 0 | 0.0783 | 0.038314
1992 | 139.375 | 0 | 0 | 0 | 0 | 0 | 0 | 0.04698 | 0.042704
1992 | 139.3854 | 0 | 0 | 0 | 0 | 0 | 0 | 0.082215 | 0.05308
1992 | 139.3958 | 0 | 0 | 0 | 0 | 0 | 0 | 0.035235 | 0.021551
1992 | 139.4063 | 0 | 0 | 0 | 0 | 0 | 0 | 0.10649 | 0.032726
1992 | 139.4167 | 0 | 0 | 0 | 0 | 0 | 0 | 0.079866 | 0.057071
1992 | 139.4271 | 0 | 0 | 0 | 0 | 0 | 0 | 0.16208 | 0.027937
1992 | 139.4375 | 0 | 0 | 0 | 0 | 0 | 0 | 0.1057 | 0.046695
1992 | 139.4479 | 0 | 0 | 0 | 0 | 0 | 0 | 0.12528 | 0.036318
1992 | 139.4583 | 0 | 0 | 0 | 0 | 0 | 0 | 0.16834 | 0.03991
1992 | 139.4688 | 0 | 0 | 0 | 0 | 0 | 0 | 0.13311 | 0.028356
1992 | 139.4792 | 0 | 0 | 0 | 0 | 0 | 0 | 0.15268 | 0.041546
1992 | 139.4896 | 0 | 0 | 0 | 0 | 0 | 0 | 0.13702 | 0.033265
1992 | 139.5 | 0 | 0 | 0 | 0 | 0 | 0 | 0.20749 | 0.048291
1992 | 139.5104 | 0 | 0 | 0 | 0 | 0 | 0 | 0.12528 | 0.046296
1992 | 139.5208 | 0 | 0 | 0 | 0 | 0 | 0 | 0.17618 | 0.059865
1992 | 139.5313 | 0 | 0 | 0 | 0 | 0 | 0 | 0.21533 | 0.051883
1992 | 139.5417 | 0 | 0 | 0 | 0 | 0 | 0 | 0.19183 | 0.049089
1992 | 139.5521 | 0 | 0 | 0 | 0 | 0 | 0 | 0.20749 | 0.056672
1992 | 139.5625 | 0 | 0 | 0 | 0 | 0 | 0 | 0.18009 | 0.055076
1992 | 139.5729 | 0 | 0 | 0 | 0 | 0 | 0 | 0.23881 | 0.070641
1992 | 139.5833 | 0 | 0 | 0 | 0 | 0 | 0 | 0.20358 | 0.05747
1992 | 139.5938 | 0 | 0 | 0 | 0 | 0 | 0 | 0.19184 | 0.055475
1992 | 139.6042 | 0 | 0 | 0 | 0 | 0 | 0 | 0.18401 | 0.073035
1992 | 139.6146 | 0 | 0 | 0 | 0 | 0 | 0 | 0.19966 | 0.060264
1992 | 139.625 | 0 | 0 | 0 | 0 | 0 | 0 | 0.18009 | 0.048291
1992 | 139.6354 | 0 | 0 | 0 | 0 | 0 | 0 | 0.19184 | 0.058668
1992 | 139.6458 | 0 | 0 | 0 | 0 | 0 | 0 | 0.19183 | 0.05787
1992 | 139.6563 | 0 | 0 | 0 | 0 | 0 | 0 | 0.18401 | 0.049488
1992 | 139.6667 | 0 | 0 | 0 | 0 | 0 | 0 | 0.13311 | 0.067049
1992 | 139.6771 | 0 | 0 | 0 | 0 | 0 | 0 | 0.19967 | 0.038713
1992 | 139.6875 | 0 | 0 | 0 | 0 | 0 | 0 | 0.14877 | 0.046695
1992 | 139.6979 | 0 | 0 | 0 | 0 | 0 | 0 | 0.097875 | 0.041506
1992 | 139.7083 | 0 | 0 | 0 | 0 | 0 | 0 | 0.11354 | 0.042305
1992 | 139.7188 | 0 | 0 | 0 | 0 | 0 | 0 | 0.1057 | 0.036318
1992 | 139.7292 | 0 | 0 | 0 | 0 | 0 | 0 | 0.09396 | 0.047094
1992 | 139.7396 | 0 | 0 | 0 | 0 | 0 | 0 | 0.12528 | 0.036717
1992 | 139.75 | 0 | 0 | 0 | 0 | 0 | 0 | 0.08613 | 0.030731
1992 | 139.7604 | 0 | 0 | 0 | 0 | 0 | 0 | 0.074385 | 0.032726
1992 | 139.7708 | 0 | 0 | 0 | 0 | 0 | 0 | 0.10179 | 0.025143
1992 | 139.7813 | 0 | 0 | 0 | 0 | 0 | 0 | 0.04698 | 0.024744
1992 | 139.7917 | 0 | 0 | 0 | 0 | 0 | 0 | 0.074385 | 0.026341
1992 | 139.8021 | 0 | 0 | 0 | 0 | 0 | 0 | 0.043065 | 0.018359
1992 | 139.8125 | 0 | 0 | 0 | 0 | 0 | 0 | 0.043065 | 0.019955
1992 | 139.8229 | 0 | 0 | 0 | 0 | 0 | 0 | 0.00783 | 0.0071838
1992 | 139.8333 | 0 | 0 | 0 | 0 | 0 | 0 | 0.01566 | 0.013569
1992 | 139.8438 | 0 | 0 | 0 | 0 | 0 | 0 | 0.035235 | 0.0075829
1992 | 139.8542 | 0 | 0 | 0 | 0 | 0 | 0 | -0.00783 | 0.0007982
1992 | 139.8646 | 0 | 0 | 0 | 0 | 0 | 0 | 0.02349 | 0.0043901
1992 | 139.875 | 0 | 0 | 0 | 0 | 0 | 0 | 0.00783 | 0.0067847
1992 | 139.8854 | 0 | 0 | 0 | 0 | 0 | 0 | 0.027405 | 0.0067847
1992 | 139.8958 | 0 | 0 | 0 | 0 | 0 | 0 | 0.035235 | -0.003991
1992 | 139.9063 | 0 | 0 | 0 | 0 | 0 | 0 | -0.003915 | 0.0051883
1992 | 139.9167 | 0.01566 | 0 | 0 | 0 | 0 | 0 | -0.003915 | 0.0015964
1992 | 139.9271 | 0 | 0 | 0 | 0 | 0 | 0 | 0.03132 | 0.0043901
1992 | 139.9375 | 0 | 0.007982 | 0 | 0 | 0 | 0 | 0.003915 | 0.0043901
1992 | 139.9479 | 0 | 0 | 0 | 0 | 0 | 0 | 0.03132 | -0.0003991
1992 | 139.9583 | 0 | 0 | 0 | 0 | 0 | 0 | -0.01566 | 0.0015964
1992 | 139.9688 | 0 | 0 | 0 | 0 | 0 | 0 | -0.027405 | -0.0035919
1992 | 139.9792 | 0 | 0 | 0 | 0 | 0 | 0 | 0.011745 | -0.0011973
1992 | 139.9896 | 0 | 0 | 0 | 0 | 0 | 0 | 0.00783 | -0.0083811
1992 | 140 | 0 | 0 | 0 | 0 | 0 | 0 | 0.00783 | -0.0027937
1992 | 140.0104 | 0 | 0 | 0 | 0 | 0 | 0 | -0.01566 | -0.0031928
1992 | 140.0208 | 0 | 0.0095784 | 0 | 0 | 0 | 0 | 0.01566 | 0.003991
1992 | 140.0313 | 0 | 0 | 0 | 0 | 0 | 0 | -0.02349 | -0.0055874
1992 | 140.0417 | 0.01566 | 0 | 0 | 0 | 0 | 0 | -0.011745 | -0.0071838
1992 | 140.0521 | 0 | 0 | 0 | 0 | 0 | 0 | 0.019575 | -0.007982
1992 | 140.0625 | 0 | 0 | 0 | 0 | 0 | 0 | 0.00783 | -0.0055874
1992 | 140.0729 | 0.02349 | 0.0087802 | 0 | 0 | 0 | 0 | 0.01566 | -0.0031928
1992 | 140.0833 | 0.01566 | 0 | 0 | 0 | 0 | 0 | 0 | -0.0023946
1992 | 140.0938 | 0 | 0.0087802 | 0 | 0 | 0 | 0 | -0.00783 | -0.0023946
1992 | 140.1042 | 0.03132 | 0 | 0 | 0 | 0 | 0 | 0.003915 | -0.0047892
1992 | 140.1146 | 0 | 0.012771 | 0 | 0 | 0 | 0 | 0 | -0.0003991
1992 | 140.125 | 0 | 0 | 0 | 0 | 0 | 0 | -0.00783 | -0.010377
1992 | 140.1354 | 0.01566 | 0 | 0 | 0 | 0 | 0 | 0.00783 | -0.011175
1992 | 140.1458 | 0 | 0 | 0 | 0 | 0 | 0 | -0.003915 | -0.0059865
1992 | 140.1563 | 0 | 0 | 0 | 0 | 0 | 0 | 0.01566 | 0.0059865
1992 | 140.1667 | 0 | 0 | 0 | 0 | 0 | 0 | 0 | 0.0023946
1992 | 140.1771 | 0.01566 | 0 | 0 | 0 | 0 | 0 | 0.003915 | 0.0011973
1992 | 140.1875 | 0 | 0 | 0 | 0 | 0 | 0 | -0.00783 | -0.007982
1992 | 140.1979 | 0 | 0 | 0 | 0 | 0 | 0 | 0 | -0.0031928
1992 | 140.2083 | 0 | 0 | 0 | 0 | 0 | 0 | -0.003915 | -0.016363
1992 | 140.2188 | 0 | 0 | 0 | 0 | 0 | 0 | 0 | -0.0047892
1992 | 140.2292 | 0.00783 | 0 | 0 | 0 | 0 | 0 | -0.00783 | -0.003991
1992 | 140.2396 | 0.02349 | 0 | 0 | 0 | 0 | 0 | 0.01566 | -0.0051883
1992 | 140.25 | 0.00783 | 0 | 0 | 0 | 0 | 0 | 0.00783 | -0.0003991
1992 | 140.2604 | 0 | 0 | 0 | 0 | 0 | 0 | -0.003915 | -0.003991
1992 | 140.2708 | 0 | 0 | 0 | 0 | 0 | 0 | 0.035235 | 0.0019955
1992 | 140.2813 | 0.05481 | 0 | 0 | 0 | 0 | 0 | 0.02349 | 0.0043901
1992 | 140.2917 | 0 | 0 | 0 | 0 | 0 | 0 | 0.03132 | 0.011973
1992 | 140.3021 | 0.01566 | 0 | 0 | 0 | 0 | 0 | 0.01566 | 0.027139
1992 | 140.3125 | 0 | 0 | 0 | 0 | 0 | 0 | 0.05481 | 0.020753
1992 | 140.3229 | 0 | 0 | 0 | 0 | 0 | 0 | 0.043065 | 0.036717
1992 | 140.3333 | 0 | 0 | 0 | 0 | 0 | 0 | 0.035235 | 0.019157
1992 | 140.3438 | 0 | 0 | 0 | 0 | 0 | 0 | 0.05481 | 0.029933
1992 | 140.3542 | 0 | 0 | 0 | 0 | 0 | 0 | 0.035235 | 0.029533
1992 | 140.3646 | 0 | 0 | 0 | 0 | 0 | 0 | 0.050895 | 0.045896
1992 | 140.375 | 0 | 0 | 0 | 0 | 0 | 0 | 0.050895 | 0.016762
1992 | 140.3854 | 0 | 0 | 0 | 0 | 0 | 0 | 0.07047 | 0.035121
1992 | 140.3958 | 0 | 0 | 0 | 0 | 0 | 0 | 0.082215 | 0.049488
1992 | 140.4063 | 0 | 0 | 0 | 0 | 0 | 0 | 0.11745 | 0.051883
1992 | 140.4167 | 0 | 0 | 0 | 0 | 0 | 0 | 0.14877 | 0.033524
1992 | 140.4271 | 0 | 0 | 0 | 0 | 0 | 0 | 0.090045 | 0.047892
1992 | 140.4375 | 0 | 0 | 0 | 0 | 0 | 0 | 0.14094 | 0.035919
1992 | 140.4479 | 0 | 0 | 0 | 0 | 0 | 0 | 0.082215 | 0.043502
1992 | 140.4583 | 0 | 0 | 0 | 0 | 0 | 0 | 0.16835 | 0.030332
1992 | 140.4688 | 0 | 0 | 0 | 0 | 0 | 0 | 0.12919 | 0.039511
1992 | 140.4792 | 0 | 0 | 0 | 0 | 0 | 0 | 0.14094 | 0.05308
1992 | 140.4896 | 0 | 0 | 0 | 0 | 0 | 0 | 0.11745 | 0.03113
1992 | 140.5 | 0 | 0 | 0 | 0 | 0 | 0 | 0.19575 | 0.037914
1992 | 140.5104 | 0 | 0 | 0 | 0 | 0.71253 | 0 | 0.01566 | 0.03552
1992 | 140.5208 | 0 | 0 | 0 | 0 | 1.0962 | 0 | -5.6843e-14 | 0.051085
1992 | 140.5313 | 0 | 0 | 0 | 0 | 3.6096 | 0 | -1.1369e-13 | 0.040708
1992 | 140.5417 | 0 | 0 | 0 | 0 | 3.5861 | 0 | 5.6843e-14 | 0.063457
1992 | 140.5521 | 0 | 0 | 0 | 0 | 3.4844 | 0 | 5.6843e-14 | 0.047892
1992 | 140.5625 | 0 | 0 | 0 | 0 | 3.1242 | 0 | -5.6843e-14 | 0.054677
1992 | 140.5729 | 0 | 0 | 0 | 0 | 3.3043 | 0 | 0 | 0.053878
1992 | 140.5833 | 0 | 0 | 0 | 0 | 2.9597 | 0 | -5.6843e-14 | 0.065053
1992 | 140.5938 | 0 | 0 | 0 | 0 | 2.8971 | 0 | 0 | 0.049488
1992 | 140.6042 | 0 | 0 | 0 | 0 | 2.5682 | 0 | 0 | 0.052681
1992 | 140.6146 | 0 | 0 | 0 | 0 | 0.60291 | 0 | 0.019575 | 0.051883
1992 | 140.625 | 0 | 0 | 0 | 0 | 0 | 0 | 0.074385 | 0.049888
1992 | 140.6354 | 0 | 0 | 0 | 0 | 0 | 0 | 0.17226 | 0.043103
1992 | 140.6458 | 0 | 0 | 0 | 0 | 0 | 0 | 0.24273 | 0.049888
1992 | 140.6563 | 0 | 0 | 0 | 0 | 0 | 0 | 0.15269 | 0.043103
1992 | 140.6667 | 0 | 0 | 0 | 0 | 0 | 0 | 0.17618 | 0.046695
1992 | 140.6771 | 0 | 0 | 0 | 0 | 0 | 0 | 0.11354 | 0.046296
1992 | 140.6875 | 0 | 0 | 0 | 0 | 0 | 0 | 0.10962 | 0.037914
1992 | 140.6979 | 0 | 0 | 0 | 0 | 0 | 0 | 0.097875 | 0.034323
1992 | 140.7083 | 0 | 0 | 0 | 0 | 0 | 0 | 0.09396 | 0.034722
1992 | 140.7188 | 0 | 0 | 0 | 0 | 0 | 0 | 0.13311 | 0.042704
1992 | 140.7292 | 0 | 0 | 0 | 0 | 0 | 0 | 0.074385 | 0.043502
1992 | 140.7396 | 0 | 0 | 0 | 0 | 0 | 0 | 0.13311 | 0.032327
1992 | 140.75 | 0 | 0 | 0 | 0 | 0 | 0 | 0.08613 | 0.033524
1992 | 140.7604 | 0 | 0 | 0 | 0 | 0 | 0 | 0.019575 | 0.024744
1992 | 140.7708 | 0 | 0 | 0 | 0 | 0 | 0 | 0.12528 | 0.033125
1992 | 140.7813 | 0 | 0 | 0 | 0 | 0 | 0 | 0.09396 | 0.021551
1992 | 140.7917 | 0 | 0 | 0 | 0 | 0 | 0 | 0.07047 | 0.021551
1992 | 140.8021 | 0 | 0 | 0 | 0 | 0 | 0 | 0.01566 | 0.024744
1992 | 140.8125 | 0 | 0 | 0 | 0 | 0 | 0 | 0.11354 | 0.015565
1992 | 140.8229 | 0 | 0 | 0 | 0 | 0 | 0 | 0.02349 | 0.019157
1992 | 140.8333 | 0 | 0 | 0 | 0 | 0 | 0 | 0.03915 | 0.0099775
1992 | 140.8438 | 0 | 0 | 0 | 0 | 0 | 0 | 0.04698 | 0.0099775
1992 | 140.8542 | 0 | 0 | 0 | 0 | 0 | 0 | 0.003915 | -0.007982
1992 | 140.8646 | 0 | 0 | 0 | 0 | 0 | 0 | -0.003915 | 0.011973
1992 | 140.875 | 0 | 0 | 0 | 0 | 0 | 0 | 0.03132 | -0.0063856
1992 | 140.8854 | 0 | 0 | 0 | 0 | 0 | 0 | 0.035235 | 0.0047892
1992 | 140.8958 | 0 | 0 | 0 | 0 | 0 | 0 | 0.00783 | 0.0047892
1992 | 140.9063 | 0 | 0 | 0 | 0 | 0 | 0 | 0.02349 | -0.0035919
1992 | 140.9167 | 0 | 0 | 0 | 0 | 0 | 0 | 0.019575 | -0.0015964
1992 | 140.9271 | 0 | 0 | 0 | 0 | 0 | 0 | -0.011745 | 0.0031928
1992 | 140.9375 | 0 | 0 | 0 | 0 | 0 | 0 | 0.035235 | -0.0007982
1992 | 140.9479 | 0 | 0.011175 | 0 | 0 | 0 | 0 | -0.043065 | 0.0063856
1992 | 140.9583 | 0 | 0 | 0 | 0 | 0 | 0 | 0.027405 | 0.0059865
1992 | 140.9688 | 0 | 0 | 0 | 0 | 0 | 0 | -0.003915 | -0.0031928
1992 | 140.9792 | 0 | 0 | 0 | 0 | 0 | 0 | 0.01566 | -0.0027937
1992 | 140.9896 | 0 | 0 | 0 | 0 | 0 | 0 | 0.027405 | -0.0043901
1992 | 141 | 0 | 0 | 0 | 0 | 0 | 0 | 0.003915 | 0.0031928
1992 | 141.0104 | 0 | 0 | 0 | 0 | 0 | 0 | -0.00783 | -0.0035919
1992 | 141.0208 | 0 | 0 | 0 | 0 | 0 | 0 | 0.00783 | -0.0067847
1992 | 141.0313 | 0 | 0.0071838 | 0 | 0 | 0 | 0 | -0.00783 | -0.0019955
1992 | 141.0417 | 0 | 0 | 0 | 0 | 0 | 0 | -0.00783 | -0.0027937
1992 | 141.0521 | 0 | 0 | 0 | 0 | 0 | 0 | 0.011745 | -0.0051883
1992 | 141.0625 | 0.02349 | 0 | 0 | 0 | 0 | 0 | 0.003915 | -0.007982
1992 | 141.0729 | 0 | 0.011175 | 0 | 0 | 0 | 0 | 0.011745 | 0.0011973
1992 | 141.0833 | 0 | 0 | 0 | 0 | 0 | 0 | 0.011745 | -0.011175
1992 | 141.0938 | 0.04698 | 0 | 0 | 0 | 0 | 0 | 0.019575 | -0.0019955
1992 | 141.1042 | 0 | 0.0071838 | 0 | 0 | 0 | 0 | -0.01566 | -0.0015964
1992 | 141.1146 | 0 | 0.007982 | 0 | 0 | 0 | 0 | -0.00783 | -0.0051883
1992 | 141.125 | 0 | 0.007982 | 0 | 0 | 0 | 0 | 0.011745 | -0.0007982
1992 | 141.1354 | 0.01566 | 0 | 0 | 0 | 0 | 0 | 0.027405 | -0.011175
1992 | 141.1458 | 0 | 0.0095784 | 0.07047 | 0 | 0 | 0 | 0.00783 | -0.0087802
1992 | 141.1563 | 0 | 0 | 0 | 0 | 0 | 0 | 0 | -0.011973
1992 | 141.1667 | 0 | 0.0071838 | 0 | 0 | 0 | 0 | 0.027405 | 2.8422e-14
1992 | 141.1771 | 0 | 0.016762 | 0 | 0 | 0 | 0 | -0.03132 | 0.0011973
1992 | 141.1875 | 0 | 0 | 0 | 0 | 0 | 0 | 0 | -0.0083811
1992 | 141.1979 | 0.01566 | 0.0071838 | 0 | 0 | 0 | 0 | -0.019575 | -0.0015964
1992 | 141.2083 | 0 | 0.0087802 | 0 | 0 | 0 | 0 | 0.019575 | -0.0087802
1992 | 141.2188 | 0 | 0 | 0 | 0 | 0 | 0 | -0.011745 | -0.0031928
1992 | 141.2292 | 0.00783 | 0.0087802 | 0 | 0 | 0 | 0 | -0.019575 | -0.012372
1992 | 141.2396 | 0 | 0 | 0 | 0 | 0 | 0 | 0.02349 | -0.0043901
1992 | 141.25 | 0.02349 | 0 | 0 | 0 | 0 | 0 | -0.00783 | -0.0043901
1992 | 141.2604 | 0 | 0 | 0 | 0 | 0 | 0 | 0 | -0.0051883
1992 | 141.2708 | 0 | 0 | 0 | 0 | 0 | 0 | 0.003915 | -0.0011973
1992 | 141.2813 | 0 | 0 | 0 | 0 | 0 | 0 | 0.00783 | -0.0003991
1992 | 141.2917 | 0 | 0 | 0 | 0 | 0 | 0 | -0.02349 | 0.007982
1992 | 141.3021 | 0 | 0 | 0 | 0 | 0 | 0 | 0.03132 | 0.013969
1992 | 141.3125 | 0 | 0 | 0 | 0 | 0 | 0 | 0.02349 | 0.032726
1992 | 141.3229 | 0 | 0 | 0 | 0 | 0 | 0 | 0.02349 | 0.033125
1992 | 141.3333 | 0 | 0 | 0 | 0 | 0 | 0 | 0.050895 | 0.039112
1992 | 141.3438 | 0 | 0 | 0 | 0 | 0 | 0 | 0.097875 | 0.045098
1992 | 141.3542 | 0 | 0 | 0 | 0 | 0 | 0 | 0.04698 | 0.043502
1992 | 141.3646 | 0 | 0 | 0 | 0 | 0 | 0 | 0.097875 | 0.052681
1992 | 141.375 | 0 | 0 | 0 | 0 | 0 | 0 | 0.08613 | 0.040708
1992 | 141.3854 | 0 | 0 | 0 | 0 | 0 | 0 | 0.11745 | 0.040708
1992 | 141.3958 | 0 | 0 | 0 | 0 | 0 | 0 | 0.10571 | 0.036717
1992 | 141.4063 | 0 | 0 | 0 | 0 | 0 | 0 | 0.14094 | 0.046695
1992 | 141.4167 | 0 | 0 | 0 | 0 | 0 | 0 | 0.097875 | 0.037116
1992 | 141.4271 | 0 | 0 | 0 | 0 | 0 | 0 | 0.11745 | 0.034323
1992 | 141.4375 | 0 | 0 | 0 | 0 | 0 | 0 | 0.16052 | 0.034323
1992 | 141.4479 | 0 | 0 | 0 | 0 | 0 | 0 | 0.097875 | 0.03113
1992 | 141.4583 | 0 | 0 | 0 | 0 | 0 | 0 | 0.16443 | 0.027538
1992 | 141.4688 | 0 | 0 | 0 | 0 | 0 | 0 | 0.12919 | 0.02674
1992 | 141.4792 | 0 | 0 | 0 | 0 | 0 | 0 | 0.18009 | 0.032327
1992 | 141.4896 | 0 | 0 | 0 | 0 | 0 | 0 | 0.12136 | 0.046695
1992 | 141.5 | 0 | 0 | 0 | 0 | 0 | 0 | 0.12137 | 0.027139
1992 | 141.5104 | 0 | 0 | 0 | 0 | 0 | 0 | 0.1566 | 0.031928
1992 | 141.5208 | 0 | 0 | 0 | 0 | 0 | 0 | 0.21924 | 0.04869
1992 | 141.5313 | 0 | 0 | 0 | 0 | 0 | 0 | 0.090045 | 0.042704
1992 | 141.5417 | 0 | 0 | 0 | 0 | 0 | 0 | 0.16051 | 0.031928
1992 | 141.5521 | 0 | 0 | 0 | 0 | 0 | 0 | 0.19183 | 0.012372
1992 | 141.5625 | 0 | 0 | 0 | 0 | 0 | 0 | 0.13311 | 0.02235
1992 | 141.5729 | 0 | 0 | 0 | 0 | 0 | 0 | 0.20358 | 0.070641
1992 | 141.5833 | 0 | 0 | 0 | 0 | 0 | 0 | 0.18401 | 0.021152
1992 | 141.5938 | 0 | 0 | 0 | 0 | 0 | 0 | 0.20749 | 0.05787
1992 | 141.6042 | 0 | 0 | 0 | 0 | 0 | 0 | 0.10962 | 0.010377
1992 | 141.6146 | 0 | 0.02235 | 0 | 0.17401 | 0 | 0 | -0.16443 | 0.021951
1992 | 141.625 | 0 | 0 | 0 | 0 | 0 | 0 | 0.12919 | 0.10656
1992 | 141.6354 | 0 | 0 | 0 | 0 | 0 | 0 | 0.07047 | 0.07104
1992 | 141.6458 | 0 | 0 | 0 | 0 | 0 | 0 | 0.16051 | 0.072636
1992 | 141.6563 | 0 | 0 | 0 | 0 | 0 | 0 | 0.1292 | 0.030332
1992 | 141.6667 | 0 | 0 | 0 | 0 | 0 | 0 | 0.050895 | 0.028336
1992 | 141.6771 | 0 | 0 | 0 | 0 | 0 | 0 | 0.11745 | 0.032327
1992 | 141.6875 | 0 | 0 | 0 | 0 | 0 | 0 | 0.11354 | 0.019157
1992 | 141.6979 | 0 | 0 | 0 | 0 | 0 | 0 | 0.1566 | 0.037515
1992 | 141.7083 | 0 | 0 | 0 | 0 | 0 | 0 | 0.043065 | 0.032327
1992 | 141.7188 | 0 | 0 | 0 | 0 | 0 | 0 | 0.07047 | 0.019556
1992 | 141.7292 | 0 | 0 | 0.10962 | 0.086206 | 0 | 0 | 0 | 0.0035919
1992 | 141.7396 | 0 | 0 | 0.10962 | 0.16363 | 0 | 0 | -0.019575 | -0.016363
1992 | 141.75 | 0.01566 | 0 | 0 | 0 | 0 | 0 | 0.003915 | 0.017161
1992 | 141.7604 | 0 | 0 | 0 | 0 | 0 | 0 | 0.04698 | 0.031529
1992 | 141.7708 | 0 | 0 | 0 | 0 | 0 | 0 | 0.03132 | 0.024345
1992 | 141.7813 | 0 | 0 | 0 | 0 | 0 | 0 | 0.00783 | 0.022749
1992 | 141.7917 | 0 | 0 | 0 | 0 | 0 | 0 | 0.09396 | 0.030731
1992 | 141.8021 | 0 | 0 | 0.89262 | 1.0161 | 0 | 0 | -0.027405 | -5.6843e-14
1992 | 141.8125 | 0 | 0 | 0 | 0.0031928 | 0 | 0 | 0.04698 | 0.0095784
1992 | 141.8229 | 0 | 0 | 0.03132 | 0 | 0 | 0 | 0.019575 | 0.010377
1992 | 141.8333 | 0 | 0 | 1.5034 | 1.3905 | 0 | 0 | -5.6843e-14 | 0
1992 | 141.8438 | 0 | 0 | 3.3356 | 3.9383 | 0 | 0 | -5.6843e-14 | -2.8422e-14
1992 | 141.8542 | 0 | 0 | 4.5649 | 3.9702 | 0 | 0 | 0 | -2.8422e-14
1992 | 141.8646 | 0 | 0 | 0.3915 | 0.3991 | 0 | 0 | 0 | -8.5265e-14
1992 | 141.875 | 0 | 0 | 0.38367 | 0.44699 | 0 | 0 | 0 | 0
1992 | 141.8854 | 0 | 0 | 0.93177 | 0.90197 | 0 | 0 | 0 | 2.8422e-14
1992 | 141.8958 | 0 | 0 | 0.86913 | 0.90197 | 0 | 0 | -5.6843e-14 | 0
1992 | 141.9063 | 0 | 0 | 1.5034 | 1.4847 | 0 | 0 | 5.6843e-14 | -2.8422e-14
1992 | 141.9167 | 0 | 0 | 1.2136 | 1.1574 | 0 | 0 | 0 | -2.8422e-14
1992 | 141.9271 | 0 | 0 | 0.73602 | 0.73434 | 0 | 0 | -0.01566 | 2.8422e-14
1992 | 141.9375 | 0.03132 | 0 | 0 | 0.007982 | 0 | 0 | 0.02349 | -0.003991
1992 | 141.9479 | 0.01566 | 0 | 0 | 0 | 0 | 0 | 0.01566 | 0
1992 | 141.9583 | 0.01566 | 0 | 0 | 0 | 0 | 0 | -0.00783 | 0.003991
1992 | 141.9688 | 0 | 0 | 0 | 0 | 0 | 0 | 0.019575 | -0.003991
1992 | 141.9792 | 0 | 0 | 0 | 0 | 0 | 0 | 0.02349 | 0.003991
1992 | 141.9896 | 0 | 0 | 0 | 0 | 0 | 0 | -0.027405 | 0
1992 | 142 | 0 | 0 | 0 | 0 | 0 | 0 | 0.011745 | 0
1992 | 142.0104 | 0 | 0 | 0 | 0 | 0 | 0 | -0.01566 | 0
1992 | 142.0208 | 0 | 0 | 0 | 0 | 0 | 0 | 0.011745 | 0.007982
1992 | 142.0313 | 0 | 0 | 0 | 0 | 0 | 0 | -0.011745 | 0
1992 | 142.0417 | 0 | 0.007982 | 0 | 0 | 0 | 0 | -0.003915 | -0.003991
1992 | 142.0521 | 0 | 0 | 0 | 0 | 0 | 0 | 0.01566 | 0.015964
1992 | 142.0625 | 0 | 0 | 0 | 0 | 0 | 0 | 0.01566 | -0.007982
1992 | 142.0729 | 0.01566 | 0 | 0 | 0 | 0 | 0 | -0.02349 | 0
1992 | 142.0833 | 0 | 0 | 0 | 0 | 0 | 0 | 0.035235 | 0.007982
1992 | 142.0938 | 0 | 0 | 0 | 0 | 0 | 0 | -0.011745 | 0.015964
1992 | 142.1042 | 0 | 0 | 0 | 0 | 0 | 0 | 0.01566 | 0.007982
1992 | 142.1146 | 0 | 0 | 0 | 0 | 0 | 0 | -0.003915 | 0
1992 | 142.125 | 0 | 0 | 0 | 0 | 0 | 0 | 0.003915 | 0.007982
1992 | 142.1354 | 0 | 0 | 0 | 0 | 0 | 0 | 0.00783 | 0.007982
1992 | 142.1458 | 0.03915 | 0 | 0 | 0 | 0 | 0 | 0.019575 | -0.003991
1992 | 142.1563 | 0 | 0 | 0 | 0 | 0 | 0 | 0.019575 | 0
1992 | 142.1667 | 0 | 0 | 0.14094 | 0.11973 | 0 | 0 | -0.00783 | 2.8422e-14
1992 | 142.1771 | 0 | 0 | 0.13311 | 0.11175 | 0 | 0 | 0.00783 | 0.007982
1992 | 142.1875 | 0 | 0 | 0 | 0 | 0 | 0 | 0.03132 | 0.019955
1992 | 142.1979 | 0 | 0 | 0 | 0 | 0 | 0 | 0.011745 | 0
1992 | 142.2083 | 0.01566 | 0 | 0 | 0 | 0 | 0 | -0.011745 | 0.007982
1992 | 142.2188 | 0 | 0 | 0 | 0 | 0 | 0 | 0.035235 | 0.019955
1992 | 142.2292 | 0 | 0 | 0 | 0 | 0 | 0 | -0.003915 | 0.007982
1992 | 142.2396 | 0 | 0 | 0 | 0 | 0 | 0 | -0.003915 | 0.011973
1992 | 142.25 | 0 | 0 | 0 | 0 | 0 | 0 | 0.003915 | 0.007982
1992 | 142.2604 | 0 | 0 | 0 | 0 | 0 | 0 | 0.003915 | 0.011973
1992 | 142.2708 | 0 | 0 | 0 | 0 | 0 | 0 | -0.019575 | -0.007982
1992 | 142.2813 | 0 | 0 | 0 | 0 | 0 | 0 | 0.03132 | 0.003991
1992 | 142.2917 | 0 | 0 | 0 | 0 | 0 | 0 | -0.00783 | -0.003991
1992 | 142.3021 | 0.03915 | 0 | 0 | 0 | 0 | 0 | 0 | 0.011973
1992 | 142.3125 | 0 | 0 | 0 | 0 | 0 | 0 | 0.011745 | 0.007982
1992 | 142.3229 | 0 | 0 | 0 | 0 | 0 | 0 | 0.035235 | 0.03991
1992 | 142.3333 | 0 | 0 | 0 | 0 | 0 | 0 | 0.035235 | 0.03991
1992 | 142.3438 | 0 | 0 | 0 | 0 | 0 | 0 | 0.04698 | 0.067847
1992 | 142.3542 | 0 | 0 | 0 | 0 | 0 | 0 | 0.090045 | 0.091793
1992 | 142.3646 | 0 | 0 | 0 | 0 | 0 | 0 | 0.050895 | 0.099775
1992 | 142.375 | 0 | 0 | 0 | 0 | 0 | 0 | 0.06264 | 0.11574
1992 | 142.3854 | 0 | 0 | 0 | 0 | 0 | 0 | 0.13311 | 0.14368
1992 | 142.3958 | 0 | 0 | 0 | 0 | 0 | 0 | 0.14094 | 0.15166
1992 | 142.4063 | 0 | 0 | 0 | 0 | 0 | 0 | 0.10962 | 0.14368
1992 | 142.4167 | 0 | 0 | 0 | 0 | 0 | 0 | 0.15269 | 0.14368
1992 | 142.4271 | 0 | 0 | 0 | 0 | 0 | 0 | 0.12136 | 0.12771
1992 | 142.4375 | 0 | 0 | 0 | 0 | 0 | 0 | 0.1566 | 0.14767
1992 | 142.4479 | 0 | 0 | 0 | 0 | 0 | 0 | 0.12919 | 0.15166
1992 | 142.4583 | 0 | 0 | 0 | 0 | 0 | 0 | 0.13311 | 0.099775
1992 | 142.4688 | 0 | 0 | 0 | 0 | 0 | 0 | 0.16443 | 0.11574
1992 | 142.4792 | 0 | 0 | 0 | 0 | 0 | 0 | 0.17618 | 0.12771
1992 | 142.4896 | 0 | 0 | 0 | 0 | 0 | 0 | 0.14877 | 0.10776
1992 | 142.5 | 0 | 0 | 0 | 0 | 0 | 0 | 0.1292 | 0.075829
1992 | 142.5104 | 0 | 0 | 0 | 0 | 0 | 0 | 0.10962 | 0.063856
1992 | 142.5208 | 0 | 0 | 0 | 0 | 0 | 0 | 0.11745 | 0.10377
1992 | 142.5313 | 0 | 0 | 0 | 0 | 0 | 0 | 0.18792 | 0.083811
1992 | 142.5417 | 0 | 0 | 0 | 0 | 0 | 0 | 0.15269 | 0.087802
1992 | 142.5521 | 0 | 0 | 0 | 0 | 0 | 0 | 0.22707 | 0.099775
1992 | 142.5625 | 0 | 0 | 0 | 0 | 0 | 0 | 0.23098 | 0.095784
1992 | 142.5729 | 0 | 0 | 0 | 0 | 0 | 0 | 0.16834 | 0.07982
1992 | 142.5833 | 0 | 0 | 0 | 0 | 0 | 0 | 0.27405 | 0.10776
1992 | 142.5938 | 0 | 0 | 0 | 0 | 0 | 0 | 0.25448 | 0.07982
1992 | 142.6042 | 0 | 0 | 0 | 0 | 0 | 0 | 0.28188 | 0.10377
1992 | 142.6146 | 0 | 0 | 0 | 0 | 0 | 0 | 0.24273 | 0.071838
1992 | 142.625 | 0 | 0 | 0 | 0 | 0 | 0 | 0.19183 | 0.07982
1992 | 142.6354 | 0 | 0 | 0 | 0 | 0 | 0 | 0.23882 | 0.071838
1992 | 142.6458 | 0 | 0 | 0 | 0 | 0 | 0 | 0.2349 | 0.067847
1992 | 142.6563 | 0 | 0 | 0 | 0 | 0 | 0 | 0.12919 | 0.055874
1992 | 142.6667 | 0 | 0 | 0 | 0 | 0 | 0 | 0.14094 | 0.043901
1992 | 142.6771 | 0 | 0 | 0 | 0 | 0 | 0 | 0.12528 | 0.055874
1992 | 142.6875 | 0 | 0 | 0 | 0 | 0 | 0 | 0.16051 | 0.03991
1992 | 142.6979 | 0 | 0 | 0 | 0 | 0 | 0 | 0.12919 | 0.047892
1992 | 142.7083 | 0 | 0 | 0 | 0 | 0 | 0 | 0.12528 | 0.047892
1992 | 142.7188 | 0 | 0 | 0 | 0 | 0 | 0 | 0.14094 | 0.03991
1992 | 142.7292 | 0 | 0 | 0 | 0 | 0 | 0 | 0.13703 | 0.043901
1992 | 142.7396 | 0 | 0 | 0 | 0 | 0 | 0 | 0.09396 | 0.047892
1992 | 142.75 | 0 | 0 | 0 | 0 | 0 | 0 | 0.10571 | 0.043901
1992 | 142.7604 | 0 | 0 | 0 | 0 | 0 | 0 | 0.11745 | 0.035919
1992 | 142.7708 | 0 | 0 | 0 | 0 | 0 | 0 | 0.14486 | 0.051883
1992 | 142.7813 | 0 | 0 | 0 | 0 | 0 | 0 | 0.06264 | 0.019955
1992 | 142.7917 | 0 | 0 | 0 | 0 | 0 | 0 | 0.00783 | 0.007982
1992 | 142.8021 | 0 | 0 | 0 | 0 | 0 | 0 | 0.058725 | 0.031928
1992 | 142.8125 | 0 | 0 | 0 | 0 | 0 | 0 | 0.07047 | 0.011973
1992 | 142.8229 | 0 | 0 | 0 | 0 | 0 | 0 | 0.027405 | 0.019955
1992 | 142.8333 | 0 | 0 | 0 | 0 | 0 | 0 | 0.019575 | 0.015964
1992 | 142.8438 | 0 | 0 | 0 | 0 | 0 | 0 | 0.003915 | 0.011973
1992 | 142.8542 | 0 | 0 | 0 | 0 | 0 | 0 | 0.06264 | 0.007982
1992 | 142.8646 | 0 | 0 | 0 | 0 | 0 | 0 | 5.6843e-14 | 0.011973
1992 | 142.875 | 0 | 0 | 0 | 0 | 0 | 0 | 0.03132 | 0.007982
1992 | 142.8854 | 0 | 0 | 0 | 0 | 0 | 0 | 0.02349 | 0.019955
1992 | 142.8958 | 0 | 0 | 0 | 0 | 0 | 0 | 5.6843e-14 | -0.003991
1992 | 142.9063 | 0 | 0 | 0 | 0 | 0 | 0 | 0.03915 | 0
1992 | 142.9167 | 0 | 0 | 0 | 0 | 0 | 0 | -0.035235 | 0.015964
1992 | 142.9271 | 0 | 0 | 0 | 0 | 0 | 0 | 0.04698 | 0.003991
1992 | 142.9375 | 0 | 0 | 0 | 0 | 0 | 0 | 0.02349 | 0
1992 | 142.9479 | 0 | 0 | 0 | 0 | 0 | 0 | 0.003915 | 0.007982
1992 | 142.9583 | 0.01566 | 0 | 0 | 0 | 0 | 0 | 0.011745 | 0.003991
1992 | 142.9688 | 0.03132 | 0 | 0 | 0 | 0 | 0 | 0.02349 | 0
1992 | 142.9792 | 0 | 0 | 0 | 0 | 0 | 0 | 0.00783 | 0.007982
1992 | 142.9896 | 0 | 0 | 0 | 0 | 0 | 0 | 0.019575 | -0.003991
1992 | 143 | 0 | 0 | 0 | 0 | 0 | 0 | 0 | 0.003991
1992 | 143.0104 | 0 | 0 | 0 | 0 | 0 | 0 | -0.011745 | 0
1992 | 143.0208 | 0.01566 | 0.007982 | 0 | 0 | 0 | 0 | 0.011745 | 5.6843e-14
1992 | 143.0313 | 0.03915 | 0 | 0 | 0 | 0 | 0 | 0.02349 | 0.003991
1992 | 143.0417 | 0 | 0 | 0 | 0 | 0 | 0 | -0.003915 | -0.003991
1992 | 143.0521 | 0 | 0 | 0 | 0 | 0 | 0 | 0.035235 | -2.8422e-14
1992 | 143.0625 | 0.03915 | 0.007982 | 0 | 0 | 0 | 0 | -0.011745 | -2.8422e-14
1992 | 143.0729 | 0 | 0 | 0 | 0 | 0 | 0 | 0.003915 | -0.003991
1992 | 143.0833 | 0 | 0.007982 | 0 | 0 | 0 | 0 | 0.01566 | 0.003991
1992 | 143.0938 | 0.04698 | 0.007982 | 0 | 0 | 0 | 0 | 0.027405 | -5.6843e-14
1992 | 143.1042 | 0 | 0 | 0 | 0 | 0 | 0 | -0.019575 | -0.003991
1992 | 143.1146 | 0.00783 | 0.007982 | 0 | 0 | 0 | 0 | 0.011745 | 0.003991
1992 | 143.125 | 0 | 0 | 0 | 0 | 0 | 0 | -0.035235 | 0
1992 | 143.1354 | 0 | 0 | 0 | 0 | 0 | 0 | 0.02349 | 0.003991
1992 | 143.1458 | 0 | 0 | 0 | 0 | 0 | 0 | 0.027405 | 0.003991
1992 | 143.1563 | 0 | 0 | 0 | 0 | 0 | 0 | 0.011745 | 0.007982
1992 | 143.1667 | 0 | 0 | 0 | 0 | 0 | 0 | -0.03132 | 0
1992 | 143.1771 | 0 | 0 | 0 | 0 | 0 | 0 | 0.003915 | 0.007982
1992 | 143.1875 | 0 | 0 | 0 | 0 | 0 | 0 | 0.04698 | 0
1992 | 143.1979 | 0.01566 | 0 | 0 | 0 | 0 | 0 | -0.003915 | -0.007982
1992 | 143.2083 | 0 | 0 | 0 | 0 | 0 | 0 | -0.011745 | 2.8422e-14
1992 | 143.2188 | 0 | 0 | 0 | 0 | 0 | 0 | 0.019575 | 0
1992 | 143.2292 | 0 | 0.007982 | 0 | 0 | 0 | 0 | -0.02349 | -0.003991
1992 | 143.2396 | 0.01566 | 0 | 0 | 0 | 0 | 0 | 0.011745 | 0.015964
1992 | 143.25 | 0 | 0 | 0 | 0 | 0 | 0 | 0.035235 | 0.007982
1992 | 143.2604 | 0 | 0 | 0 | 0 | 0 | 0 | 0.011745 | 0.023946
1992 | 143.2708 | 0 | 0 | 0 | 0 | 0 | 0 | 0.043065 | 0.019955
1992 | 143.2813 | 0 | 0 | 0 | 0 | 0 | 0 | 0.035235 | 0.031928
1992 | 143.2917 | 0 | 0 | 0 | 0 | 0 | 0 | 0.035235 | 0.043901
1992 | 143.3021 | 0 | 0 | 0 | 0 | 0 | 0 | 0.05481 | 0.043901
1992 | 143.3125 | 0 | 0 | 0 | 0 | 0 | 0 | 0.066555 | 0.043901
1992 | 143.3229 | 0 | 0 | 0 | 0 | 0 | 0 | 0.07047 | 0.043901
1992 | 143.3333 | 0 | 0 | 0 | 0 | 0 | 0 | 0.09396 | 0.051883
1992 | 143.3438 | 0 | 0 | 0 | 0 | 0 | 0 | 0.08613 | 0.055874
1992 | 143.3542 | 0 | 0 | 0 | 0 | 0 | 0 | 0.090045 | 0.047892
1992 | 143.3646 | 0 | 0 | 0 | 0 | 0 | 0 | 0.11354 | 0.055874
1992 | 143.375 | 0 | 0 | 0 | 0 | 0 | 0 | 0.13311 | 0.051883
1992 | 143.3854 | 0 | 0 | 0 | 0 | 0 | 0 | 0.15269 | 0.059865
1992 | 143.3958 | 0 | 0 | 0 | 0 | 0 | 0 | 0.14877 | 0.051883
1992 | 143.4063 | 0 | 0 | 0 | 0 | 0 | 0 | 0.15268 | 0.051883
1992 | 143.4167 | 0 | 0 | 0 | 0 | 0 | 0 | 0.2349 | 0.043901
1992 | 143.4271 | 0 | 0 | 0 | 0 | 0 | 0 | 0.23881 | 0.055874
1992 | 143.4375 | 0 | 0 | 0 | 0 | 0 | 0 | 0.14094 | 0.051883
1992 | 143.4479 | 0 | 0 | 0 | 0 | 0 | 0 | 0.19966 | 0.067847
1992 | 143.4583 | 0 | 0 | 0 | 0 | 0 | 0 | 0.15269 | 0.047892
1992 | 143.4688 | 0 | 0 | 0 | 0 | 0 | 0 | 0.14877 | 0.031928
1992 | 143.4792 | 0 | 0 | 0 | 0 | 0 | 0 | 0.097875 | 0.059865
1992 | 143.4896 | 0 | 0 | 0 | 0 | 0 | 0 | 0.035235 | 0.027937
1992 | 143.5 | 0 | 0 | 0 | 0 | 0.97875 | 0 | 0 | 0.03991
1992 | 143.5104 | 0 | 0 | 0 | 0 | 3.1085 | 0 | 0 | 0.031928
1992 | 143.5208 | 0 | 0 | 0 | 0 | 4.5023 | 0 | 0 | 0.047892
1992 | 143.5313 | 0 | 0 | 0 | 0 | 4.0011 | 0 | 0 | 0.059865
1992 | 143.5417 | 0 | 0 | 0 | 0 | 4.2908 | 0 | 0 | 0.035919
1992 | 143.5521 | 0 | 0 | 0 | 0 | 4.2439 | 0 | -1.1369e-13 | 0.03991
1992 | 143.5625 | 0 | 0 | 0 | 0 | 2.4038 | 0 | -5.6843e-14 | 0.03991
1992 | 143.5729 | 0 | 0 | 0 | 0 | -0.0783 | 0 | -5.6843e-14 | 0.031928
1992 | 143.5833 | 0 | 0 | 0 | 0 | 0.05481 | 0 | 0.074385 | 0.023946
1992 | 143.5938 | 0 | 0 | 0 | 0 | 0 | 0 | 0.09396 | 0.043901
1992 | 143.6042 | 0 | 0 | 0 | 0 | 0 | 0 | 0.10179 | 0.051883
1992 | 143.6146 | 0 | 0 | 0 | 0 | 0 | 0 | 0.21924 | 0.051883
1992 | 143.625 | 0 | 0 | 0 | 0 | 0 | 0 | 0.23098 | 0.063856
1992 | 143.6354 | 0 | 0 | 0 | 0 | 0 | 0 | 0.24665 | 0.03991
1992 | 143.6458 | 0 | 0 | 0 | 0 | 0 | 0 | 0.17618 | 0.055874
1992 | 143.6563 | 0 | 0 | 0 | 0 | 0 | 0 | 0.22316 | 0.051883
1992 | 143.6667 | 0 | 0 | 0 | 0 | 0 | 0 | 0.21141 | 0.063856
1992 | 143.6771 | 0 | 0 | 0 | 0 | 0 | 0 | 0.18792 | 0.031928
1992 | 143.6875 | 0 | 0 | 0 | 0 | 0 | 0 | 0.17226 | 0.03991
1992 | 143.6979 | 0 | 0 | 0 | 0 | 0 | 0 | 0.10179 | 0.027937
1992 | 143.7083 | 0 | 0 | 0 | 0 | 0 | 0 | 0.1566 | 0.051883
1992 | 143.7188 | 0 | 0 | 0 | 0 | 0 | 0 | 0.1292 | 0.035919
1992 | 143.7292 | 0 | 0 | 0 | 0 | 0 | 0 | 0.10179 | 0.031928
1992 | 143.7396 | 0 | 0 | 0 | 0 | 0 | 0 | 0.11745 | 0.03991
1992 | 143.75 | 0 | 0 | 0 | 0 | 0 | 0 | 0.08613 | 0.027937
1992 | 143.7604 | 0 | 0 | 0 | 0 | 0 | 0 | 0.074385 | 0.019955
1992 | 143.7708 | 0 | 0 | 0 | 0 | 0 | 0 | 0.05481 | 0.023946
1992 | 143.7813 | 0 | 0 | 0 | 0 | 0 | 0 | 0.027405 | 0.015964
1992 | 143.7917 | 0 | 0 | 0 | 0 | 0 | 0 | 0.027405 | 0.015964
1992 | 143.8021 | 0.02349 | 0 | 0 | 0 | 0 | 0 | 0 | 0.003991
1992 | 143.8125 | 0 | 0 | 0 | 0 | 0 | 0 | 0.050895 | 0.011973
1992 | 143.8229 | 0 | 0 | 0 | 0 | 0 | 0 | 0.03915 | 0.015964
1992 | 143.8333 | 0 | 0 | 0 | 0 | 0 | 0 | 0.003915 | 0.003991
1992 | 143.8438 | 0 | 0 | 0 | 0 | 0 | 0 | 0.058725 | 0.011973
1992 | 143.8542 | 0 | 0 | 0 | 0 | 0 | 0 | 0.027405 | 0.011973
1992 | 143.8646 | 0 | 0 | 0 | 0 | 0 | 0 | 0.027405 | 0.007982
1992 | 143.875 | 0.00783 | 0 | 0 | 0 | 0 | 0 | -0.019575 | -0.023946
1992 | 143.8854 | 0 | 0 | 0 | 0 | 0 | 0 | 0.03915 | 0.015964
1992 | 143.8958 | 0 | 0 | 0 | 0 | 0 | 0 | 0.01566 | 0.019955
1992 | 143.9063 | 0 | 0 | 0 | 0 | 0 | 0 | 0.03915 | 0.011973
1992 | 143.9167 | 0 | 0 | 0 | 0 | 0 | 0 | 0.03132 | 0
1992 | 143.9271 | 0 | 0 | 0 | 0 | 0 | 0 | 0.02349 | 0.023946
1992 | 143.9375 | 0 | 0 | 0 | 0 | 0 | 0 | 0.03132 | 0.007982
1992 | 143.9479 | 0 | 0 | 0 | 0 | 0 | 0 | 0 | 0
1992 | 143.9583 | 0 | 0 | 0 | 0 | 0 | 0 | 0.027405 | 0.007982
1992 | 143.9688 | 0 | 0 | 0 | 0 | 0 | 0 | 0.02349 | 0.007982
1992 | 143.9792 | 0.01566 | 0.015964 | 0 | 0 | 0 | 0 | 0 | -0.019955
1992 | 143.9896 | 0.01566 | 0 | 0 | 0 | 0 | 0 | 0 | -0.007982
1992 | 144 | 0 | 0 | 0 | 0 | 0 | 0 | -0.003915 | 0.015964
1992 | 144.0104 | 0 | 0 | 0 | 0 | 0 | 0 | 0.03132 | 0.003991
1992 | 144.0208 | 0 | 0 | 0 | 0 | 0 | 0 | 0.035235 | 0.015964
1992 | 144.0313 | 0 | 0 | 0 | 0 | 0 | 0 | 0.00783 | 0.019955
1992 | 144.0417 | 0 | 0 | 0 | 0 | 0 | 0 | 0.03132 | 0.011973
1992 | 144.0521 | 0 | 0 | 0 | 0 | 0 | 0 | 0.02349 | 0.011973
1992 | 144.0625 | 0 | 0 | 0 | 0 | 0 | 0 | -0.00783 | 0.003991
1992 | 144.0729 | 0 | 0.007982 | 0 | 0 | 0 | 0 | 0.00783 | 0.003991
1992 | 144.0833 | 0 | 0 | 0 | 0 | 0 | 0 | 0 | 0
1992 | 144.0938 | 0 | 0 | 0 | 0 | 0 | 0 | 0.02349 | 0.003991
1992 | 144.1042 | 0 | 0 | 0 | 0 | 0 | 0 | 0.019575 | 0.007982
1992 | 144.1146 | 0 | 0 | 0.04698 | 0.023946 | 0 | 0 | 0.027405 | 0
1992 | 144.125 | 0 | 0 | 0.14877 | 0.13569 | 0 | 0 | 0 | -5.6843e-14
1992 | 144.1354 | 0 | 0 | 0.06264 | 0.047892 | 0 | 0 | -1.1369e-13 | -5.6843e-14
1992 | 144.1458 | 0 | 0 | 0.2349 | 0.26341 | 0 | 0 | 0 | 5.6843e-14
1992 | 144.1563 | 0 | 0 | 0.32103 | 0.27139 | 0 | 0 | 0 | -2.8422e-14
1992 | 144.1667 | 0 | 0 | 0.18009 | 0.18359 | 0 | 0 | -1.1369e-13 | 0
1992 | 144.1771 | 0 | 0 | 0.32103 | 0.26341 | 0 | 0 | 0 | -8.5265e-14
1992 | 144.1875 | 0 | 0.007982 | 0.05481 | 0.087802 | 0 | 0 | 5.6843e-14 | 0
1992 | 144.1979 | 0 | 0 | 0 | 0 | 0 | 0 | 0.027405 | 0.003991
1992 | 144.2083 | 0 | 0 | 0 | 0 | 0 | 0 | -0.03915 | 0.019955
1992 | 144.2188 | 0 | 0 | 0 | 0 | 0 | 0 | 0.027405 | 0.019955
1992 | 144.2292 | 0.02349 | 0 | 0 | 0 | 0 | 0 | 0.011745 | 0.019955
1992 | 144.2396 | 0 | 0 | 0 | 0 | 0 | 0 | 0.050895 | 0.019955
1992 | 144.25 | 0 | 0 | 0 | 0 | 0 | 0 | 0.011745 | 0.015964
1992 | 144.2604 | 0.00783 | 0 | 0 | 0 | 0 | 0 | -0.011745 | 0.019955
1992 | 144.2708 | 0 | 0 | 0 | 0 | 0 | 0 | 0.03132 | 0.007982
1992 | 144.2813 | 0 | 0 | 0.18009 | 0.16762 | 0 | 0 | -0.011745 | 2.8422e-14
1992 | 144.2917 | 0.02349 | 0 | 0 | 0.03991 | 0 | 0 | -0.011745 | 0
1992 | 144.3021 | 0 | 0 | 0 | 0.007982 | 0 | 0 | 0.01566 | 0.007982
1992 | 144.3125 | 0.02349 | 0 | 0 | 0 | 0 | 0 | 5.6843e-14 | -0.015964
1992 | 144.3229 | 0.01566 | 0.015964 | 0.06264 | 0.07982 | 0 | 0 | 0 | -5.6843e-14
1992 | 144.3333 | 0 | 0 | 0.10962 | 0.14368 | 0 | 0 | 1.1369e-13 | 2.8422e-14
1992 | 144.3438 | 0 | 0 | 0.03915 | 0 | 0 | 0 | 0.050895 | 0
1992 | 144.3542 | 0 | 0.007982 | 0 | 0 | 0 | 0 | 0.003915 | 0.007982
1992 | 144.3646 | 0.02349 | 0 | 0 | 0 | 0 | 0 | -0.02349 | -0.007982
1992 | 144.375 | 0 | 0 | 0 | 0 | 0 | 0 | 0.043065 | 0.031928
1992 | 144.3854 | 0 | 0 | 0 | 0 | 0 | 0 | 0.027405 | 0.027937
1992 | 144.3958 | 0 | 0 | 0 | 0 | 0 | 0 | 0.019575 | 0.031928
1992 | 144.4063 | 0 | 0 | 0 | 0 | 0 | 0 | 0.03132 | 0.023946
1992 | 144.4167 | 0 | 0 | 0 | 0 | 0 | 0 | -0.02349 | 0.011973
1992 | 144.4271 | 0 | 0 | 0 | 0 | 0 | 0 | 0.02349 | 0.007982
1992 | 144.4375 | 0 | 0 | 0.06264 | 0.07982 | 0 | 0 | -0.003915 | 2.8422e-14
1992 | 144.4479 | 0 | 0 | 0.13311 | 0.1756 | 0 | 0 | 0 | 2.8422e-14
1992 | 144.4583 | 0 | 0 | 0.28971 | 0.30332 | 0 | 0 | 0 | -2.8422e-14
1992 | 144.4688 | 0 | 0 | 0.42282 | 0.42305 | 0 | 0 | 1.7053e-13 | 0
1992 | 144.4792 | 0 | 0 | 0.25839 | 0.27937 | 0 | 0 | 5.6843e-14 | -2.8422e-14
1992 | 144.4896 | 0 | 0 | 0.35235 | 0.39112 | 0 | 0 | 0 | 0
1992 | 144.5 | 0 | 0 | 0.26622 | 0.27937 | 0 | 0 | 0 | -2.8422e-14
1992 | 144.5104 | 0 | 0 | 0.14877 | 0.15166 | 0 | 0 | 0 | 0
1992 | 144.5208 | 0 | 0 | 0.04698 | 0.03991 | 0 | 0 | -1.1369e-13 | -2.8422e-14
1992 | 144.5313 | 0 | 0 | 0.16443 | 0.19955 | 0 | 0 | 1.1369e-13 | 0
1992 | 144.5417 | 0 | 0 | 0.22707 | 0.1756 | 0 | 0 | 0.011745 | 0
1992 | 144.5521 | 0 | 0.007982 | 0 | 0 | 0 | 0 | 0.05481 | 0.027937
1992 | 144.5625 | 0 | 0 | 0 | 0 | 0 | 0 | 0.03915 | 0.059865
1992 | 144.5729 | 0 | 0 | 0 | 0 | 0 | 0 | 0.050895 | 0.083811
1992 | 144.5833 | 0 | 0 | 0 | 0 | 0 | 0 | 0.090045 | 0.067847
1992 | 144.5938 | 0 | 0 | 0 | 0 | 0 | 0 | 0.06264 | 0.067847
1992 | 144.6042 | 0 | 0 | 0 | 0 | 0 | 0 | 0.011745 | 0.011973
1992 | 144.6146 | 0.00783 | 0 | 0.0783 | 0.063856 | 0 | 0 | 0.00783 | -0.011973
1992 | 144.625 | 0 | 0.015964 | 0.06264 | 0 | 0 | 0 | 0.00783 | -0.003991
1992 | 144.6354 | 0 | 0 | 0.47763 | 0.51085 | 0 | 0 | 0 | 2.8422e-14
1992 | 144.6458 | 0 | 0 | 0.57942 | 0.55874 | 0 | 0 | 0 | 5.6843e-14
1992 | 144.6563 | 0 | 0 | 0.36018 | 0.30332 | 0 | 0 | 1.1369e-13 | 2.8422e-14
1992 | 144.6667 | 0 | 0 | 0.14877 | 0.12771 | 0 | 0 | 0.09396 | 0.015964
1992 | 144.6771 | 0 | 0 | 0 | 0 | 0 | 0 | 0.12136 | 0.075829
1992 | 144.6875 | 0 | 0 | 0 | 0 | 0 | 0 | 0.10571 | 0.099775
1992 | 144.6979 | 0 | 0 | 0 | 0 | 0 | 0 | 0.011745 | 0.035919
1992 | 144.7083 | 0 | 0 | 0 | 0 | 0 | 0 | 0.027405 | 0.027937
1992 | 144.7188 | 0 | 0 | 0 | 0 | 0 | 0 | 0.050895 | 0.035919
1992 | 144.7292 | 0 | 0 | 0 | 0 | 0 | 0 | 0.01566 | 0.03991
1992 | 144.7396 | 0 | 0 | 0 | 0 | 0 | 0 | 0.03915 | 0.03991
1992 | 144.75 | 0 | 0 | 0 | 0 | 0 | 0 | 0.01566 | 0.03991
1992 | 144.7604 | 0 | 0 | 0 | 0 | 0 | 0 | 0.035235 | 0.043901
1992 | 144.7708 | 0 | 0 | 0 | 0 | 0 | 0 | 0.03132 | 0.03991
1992 | 144.7813 | 0 | 0 | 0 | 0 | 0 | 0 | 0.027405 | 0.027937
1992 | 144.7917 | 0 | 0 | 0 | 0 | 0 | 0 | 0.011745 | 0.015964
1992 | 144.8021 | 0 | 0 | 0 | 0 | 0 | 0 | 0 | 0.019955
1992 | 144.8125 | 0 | 0 | 0 | 0 | 0 | 0 | 0.011745 | 0.011973
1992 | 144.8229 | 0 | 0 | 0 | 0 | 0 | 0 | 0.027405 | 0.015964
1992 | 144.8333 | 0 | 0 | 0 | 0 | 0 | 0 | 0.003915 | 0.023946
1992 | 144.8438 | 0 | 0 | 0 | 0 | 0 | 0 | 0.003915 | 0.003991
1992 | 144.8542 | 0 | 0 | 0 | 0 | 0 | 0 | -0.027405 | 0.011973
1992 | 144.8646 | 0 | 0 | 0 | 0 | 0 | 0 | 0.03132 | 0.015964
1992 | 144.875 | 0 | 0 | 0 | 0 | 0 | 0 | 0.019575 | 0.007982
1992 | 144.8854 | 0 | 0 | 0 | 0 | 0 | 0 | -0.00783 | 0.007982
1992 | 144.8958 | 0 | 0 | 0 | 0 | 0 | 0 | 0.01566 | 0.007982
1992 | 144.9063 | 0 | 0 | 0 | 0 | 0 | 0 | 0.00783 | -0.003991
1992 | 144.9167 | 0.03915 | 0.015964 | 0 | 0 | 0 | 0 | -0.003915 | -2.8422e-14
1992 | 144.9271 | 0 | 0 | 0 | 0.03991 | 0 | 0 | 0.003915 | 5.6843e-14
1992 | 144.9375 | 0 | 0 | 0.04698 | 0.015964 | 0 | 0 | -0.003915 | 0
1992 | 144.9479 | 0 | 0 | 0 | 0.015964 | 0 | 0 | 0.003915 | 0.003991
1992 | 144.9583 | 0.00783 | 0 | 0 | 0 | 0 | 0 | 0 | -0.003991
1992 | 144.9688 | 0.01566 | 0 | 0 | 0 | 0 | 0 | -0.01566 | 0.003991
1992 | 144.9792 | 0 | 0 | 0 | 0 | 0 | 0 | 0.01566 | -0.003991
1992 | 144.9896 | 0 | 0 | 0 | 0 | 0 | 0 | 5.6843e-14 | -2.8422e-14
1992 | 145 | 0.02349 | 0 | 0 | 0 | 0 | 0 | 0.003915 | 2.8422e-14
1992 | 145.0104 | 0 | 0.007982 | 0.02349 | 0.023946 | 0 | 0 | -0.003915 | -0.007982
1992 | 145.0208 | 0.02349 | 0 | 0.01566 | 0.023946 | 0 | 0 | -0.003915 | 0
1992 | 145.0313 | 0 | 0 | 0 | 0 | 0 | 0 | 0.01566 | 0
1992 | 145.0417 | 0 | 0 | 0.04698 | 0.055874 | 0 | 0 | -0.003915 | 5.6843e-14
1992 | 145.0521 | 0 | 0.007982 | 0.02349 | 0 | 0 | 0 | 5.6843e-14 | -5.6843e-14
1992 | 145.0625 | 0 | 0 | 0 | 0 | 0 | 0 | 0.01566 | 0.011973
1992 | 145.0729 | 0 | 0 | 0 | 0 | 0 | 0 | -5.6843e-14 | 0.003991
1992 | 145.0833 | 0.00783 | 0 | 0 | 0 | 0 | 0 | 0.003915 | -0.003991
1992 | 145.0938 | 0 | 0.007982 | 0 | 0 | 0 | 0 | 0.003915 | 0.003991
1992 | 145.1042 | 0 | 0 | 0 | 0 | 0 | 0 | 0 | 0.003991
1992 | 145.1146 | 0 | 0 | 0 | 0 | 0 | 0 | 0.011745 | 0.011973
1992 | 145.125 | 0.00783 | 0 | 0 | 0 | 0 | 0 | -0.003915 | 0
1992 | 145.1354 | 0 | 0 | 0 | 0 | 0 | 0 | 0.003915 | 0
1992 | 145.1458 | 0 | 0 | 0 | 0 | 0 | 0 | 0.003915 | 0
1992 | 145.1563 | 0 | 0 | 0 | 0 | 0 | 0 | -0.00783 | 0
1992 | 145.1667 | 0 | 0 | 0 | 0 | 0 | 0 | -0.003915 | 0.007982
1992 | 145.1771 | 0.02349 | 0 | 0 | 0 | 0 | 0 | 0.011745 | 0
1992 | 145.1875 | 0 | 0.007982 | 0 | 0 | 0 | 0 | 0.003915 | 0.003991
1992 | 145.1979 | 0 | 0 | 0 | 0 | 0 | 0 | 0.00783 | 0.003991
1992 | 145.2083 | 0.01566 | 0 | 0 | 0 | 0 | 0 | 0 | 0
1992 | 145.2188 | 0 | 0 | 0 | 0 | 0 | 0 | 0.011745 | -0.011973
1992 | 145.2292 | 0 | 0.007982 | 0 | 0 | 0 | 0 | 0.01566 | 0.011973
1992 | 145.2396 | 0.02349 | 0 | 0 | 0 | 0 | 0 | 0.003915 | 0.011973
1992 | 145.25 | 0 | 0 | 0 | 0 | 0 | 0 | 0.02349 | 0.007982
1992 | 145.2604 | 0 | 0 | 0 | 0 | 0 | 0 | -0.003915 | 0
1992 | 145.2708 | 0 | 0 | 0 | 0 | 0 | 0 | 0 | 0.003991
1992 | 145.2813 | 0 | 0 | 0.34452 | 0.27139 | 0 | 0 | 0 | 2.8422e-14
1992 | 145.2917 | 0 | 0 | 0.42282 | 0.64654 | 0 | 0 | 5.6843e-14 | -2.8422e-14
1992 | 145.3021 | 0 | 0 | 0.2349 | 0.19157 | 0 | 0 | 0 | 0
1992 | 145.3125 | 0.00783 | 0 | 0 | 0 | 0 | 0 | 0.019575 | -0.003991
1992 | 145.3229 | 0.02349 | 0 | 0 | 0 | 0 | 0 | -0.003915 | 0.007982
1992 | 145.3333 | 0 | 0 | 0 | 0 | 0 | 0 | 0.02349 | 0.019955
1992 | 145.3438 | 0 | 0 | 0.00783 | 0.015964 | 0 | 0 | 0.00783 | 0.015964
1992 | 145.3542 | 0 | 0 | 0.2349 | 0.42305 | 0 | 0 | -5.6843e-14 | 0
1992 | 145.3646 | 0 | 0 | 2.717 | 3.0012 | 0 | 0 | -1.1369e-13 | 5.6843e-14
1992 | 145.375 | 0 | 0 | 2.5604 | 2.666 | 0 | 0 | 0 | 2.8422e-14
1992 | 145.3854 | 0 | 0 | 1.1745 | 1.0536 | 0 | 0 | 5.6843e-14 | 2.8422e-14
1992 | 145.3958 | 0 | 0 | 0.27405 | 0.31928 | 0 | 0 | -5.6843e-14 | 2.8422e-14
1992 | 145.4063 | 0 | 0 | 0.03132 | 0.055874 | 0 | 0 | 0.00783 | -2.8422e-14
1992 | 145.4167 | 0 | 0 | 0.7047 | 0.75031 | 0 | 0 | -5.6843e-14 | -2.8422e-14
1992 | 145.4271 | 0 | 0 | 0.47763 | 0.50287 | 0 | 0 | 0 | -2.8422e-14
1992 | 145.4375 | 0 | 0 | 0.03132 | 0.015964 | 0 | 0 | 0.019575 | 0.043901
1992 | 145.4479 | 0 | 0 | 0 | 0 | 0 | 0 | 0.06264 | 0.051883
1992 | 145.4583 | 0 | 0 | 0 | 0 | 0 | 0 | 0.05481 | 0.059865
1992 | 145.4688 | 0 | 0 | 0 | 0 | 0 | 0 | 0.035235 | 0.083811
1992 | 145.4792 | 0 | 0 | 0 | 0 | 0 | 0 | 0.1566 | 0.15166
1992 | 145.4896 | 0 | 0 | 0 | 0 | 0 | 0 | 0.1292 | 0.15565
1992 | 145.5 | 0 | 0 | 0 | 0 | 0 | 0 | 0.074385 | 0.11973
1992 | 145.5104 | 0 | 0 | 0 | 0 | 0 | 0 | 0.11354 | 0.11574
1992 | 145.5208 | 0 | 0 | 0 | 0 | 0 | 0 | 0.10962 | 0.091793
1992 | 145.5313 | 0 | 0 | 0 | 0 | 0 | 0 | 0.0783 | 0.11973
1992 | 145.5417 | 0 | 0 | 0 | 0 | 0 | 0 | 0.10962 | 0.099775
1992 | 145.5521 | 0 | 0 | 0 | 0 | 0 | 0 | 0.13702 | 0.14368
1992 | 145.5625 | 0 | 0 | 0 | 0 | 0 | 0 | 0.12136 | 0.12372
1992 | 145.5729 | 0 | 0 | 0 | 0 | 0 | 0 | 0.12528 | 0.11973
1992 | 145.5833 | 0 | 0 | 0 | 0 | 0 | 0 | 0.13311 | 0.12372
1992 | 145.5938 | 0 | 0 | 0 | 0 | 0 | 0 | 0.1566 | 0.11175
1992 | 145.6042 | 0 | 0 | 0 | 0 | 0 | 0 | 0.10571 | 0.10377
1992 | 145.6146 | 0 | 0 | 0 | 0 | 0 | 0 | 0.14877 | 0.10776
1992 | 145.625 | 0 | 0 | 0 | 0 | 0 | 0 | 0.11745 | 0.071838
1992 | 145.6354 | 0 | 0 | 0 | 0 | 0 | 0 | 0.082215 | 0.075829
1992 | 145.6458 | 0 | 0 | 0 | 0 | 0 | 0 | 0.090045 | 0.071838
1992 | 145.6563 | 0 | 0 | 0 | 0 | 0 | 0 | 0.06264 | 0.051883
1992 | 145.6667 | 0 | 0 | 0 | 0 | 0 | 0 | 0.11354 | 0.071838
1992 | 145.6771 | 0 | 0 | 0 | 0 | 0 | 0 | 0.090045 | 0.059865
1992 | 145.6875 | 0 | 0 | 0 | 0 | 0 | 0 | 0.06264 | 0.047892
1992 | 145.6979 | 0 | 0 | 0 | 0 | 0 | 0 | 0.090045 | 0.047892
1992 | 145.7083 | 0 | 0 | 0 | 0 | 0 | 0 | 0.07047 | 0.043901
1992 | 145.7188 | 0 | 0 | 0 | 0 | 0 | 0 | 0.058725 | 0.047892
1992 | 145.7292 | 0 | 0 | 0 | 0 | 0 | 0 | 0.058725 | 0.027937
1992 | 145.7396 | 0 | 0 | 0 | 0 | 0 | 0 | 0.050895 | 0.027937
1992 | 145.75 | 0 | 0 | 0 | 0 | 0 | 0 | 0.003915 | 0.007982
1992 | 145.7604 | 0 | 0 | 0 | 0 | 0 | 0 | 0.05481 | 0.031928
1992 | 145.7708 | 0 | 0 | 0 | 0 | 0 | 0 | 0.019575 | 0.023946
1992 | 145.7813 | 0 | 0 | 0 | 0 | 0 | 0 | 0.035235 | 0.011973
1992 | 145.7917 | 0 | 0 | 0 | 0 | 0 | 0 | 0.027405 | 0.015964
1992 | 145.8021 | 0 | 0 | 0 | 0 | 0 | 0 | 0.011745 | 0.011973
1992 | 145.8125 | 0 | 0 | 0 | 0 | 0 | 0 | 0.003915 | 0.003991
1992 | 145.8229 | 0.03132 | 0 | 0 | 0 | 0 | 0 | 0.02349 | 0.007982
1992 | 145.8333 | 0 | 0 | 0 | 0 | 0 | 0 | 0.01566 | 0.007982
1992 | 145.8438 | 0 | 0 | 0 | 0 | 0 | 0 | 0.01566 | -2.8422e-14
1992 | 145.8542 | 0.00783 | 0 | 0 | 0 | 0 | 0 | -0.003915 | 0.003991
1992 | 145.8646 | 0 | 0 | 0 | 0 | 0 | 0 | 0.019575 | 0.003991
1992 | 145.875 | 0 | 0 | 0 | 0 | 0 | 0 | 0.01566 | -0.003991
1992 | 145.8854 | 0 | 0 | 0 | 0 | 0 | 0 | -0.02349 | 0.007982
1992 | 145.8958 | 0 | 0 | 0 | 0 | 0 | 0 | 0.02349 | -0.007982
1992 | 145.9063 | 0 | 0 | 0 | 0 | 0 | 0 | 0.011745 | 0.011973
1992 | 145.9167 | 0.02349 | 0 | 0 | 0 | 0 | 0 | -0.011745 | -0.007982
1992 | 145.9271 | 0 | 0 | 0 | 0 | 0 | 0 | 0.035235 | 0.003991
1992 | 145.9375 | 0 | 0 | 0 | 0 | 0 | 0 | -0.003915 | -0.003991
1992 | 145.9479 | 0.02349 | 0 | 0 | 0 | 0 | 0 | 0.01566 | 0.007982
1992 | 145.9583 | 0 | 0.007982 | 0 | 0 | 0 | 0 | 0.011745 | 0.007982
1992 | 145.9688 | 0 | 0 | 0 | 0 | 0 | 0 | 0.011745 | 0.003991
1992 | 145.9792 | 0.01566 | 0 | 0 | 0 | 0 | 0 | 0.01566 | 0.003991
1992 | 145.9896 | 0 | 0 | 0 | 0 | 0 | 0 | 0.02349 | 0.007982
1992 | 146 | 0.00783 | 0 | 0 | 0 | 0 | 0 | -0.019575 | 0.007982
1992 | 146.0104 | 0 | 0 | 0 | 0 | 0 | 0 | 0.03132 | 0.007982
1992 | 146.0208 | 0 | 0 | 0 | 0 | 0 | 0 | 0.01566 | 0.003991
1992 | 146.0313 | 0.02349 | 0 | 0 | 0 | 0 | 0 | -0.00783 | 0.007982
1992 | 146.0417 | 0 | 0 | 0 | 0 | 0 | 0 | 0.035235 | 0.003991
1992 | 146.0521 | 0 | 0 | 0 | 0 | 0 | 0 | 0.01566 | 0.007982
1992 | 146.0625 | 0 | 0 | 0 | 0 | 0 | 0 | -0.011745 | 0.003991
1992 | 146.0729 | 0 | 0 | 0 | 0 | 0 | 0 | 0.011745 | 0
1992 | 146.0833 | 0 | 0 | 0 | 0 | 0 | 0 | -0.00783 | 0.003991
1992 | 146.0938 | 0 | 0 | 0 | 0 | 0 | 0 | -0.003915 | 0.003991
1992 | 146.1042 | 0 | 0 | 0 | 0 | 0 | 0 | 0.00783 | 0.003991
1992 | 146.1146 | 0 | 0 | 0 | 0 | 0 | 0 | 0.01566 | -0.003991
1992 | 146.125 | 0.02349 | 0 | 0 | 0 | 0 | 0 | -0.011745 | 0.003991
1992 | 146.1354 | 0 | 0 | 0 | 0 | 0 | 0 | 0.027405 | 0
1992 | 146.1458 | 0 | 0 | 0 | 0 | 0 | 0 | -0.003915 | 0
1992 | 146.1563 | 0 | 0 | 0 | 0 | 0 | 0 | 0.011745 | 0
1992 | 146.1667 | 0.01566 | 0 | 0 | 0 | 0 | 0 | 0 | 0.007982
1992 | 146.1771 | 0 | 0 | 0 | 0 | 0 | 0 | 0.02349 | 0
1992 | 146.1875 | 0 | 0 | 0 | 0 | 0 | 0 | 0.00783 | 0
1992 | 146.1979 | 0.01566 | 0 | 0 | 0 | 0 | 0 | 0.003915 | 0.003991
1992 | 146.2083 | 0 | 0 | 0 | 0 | 0 | 0 | 0.00783 | 0.011973
1992 | 146.2188 | 0 | 0 | 0 | 0 | 0 | 0 | 0.00783 | -0.007982
1992 | 146.2292 | 0 | 0 | 0 | 0 | 0 | 0 | -0.003915 | 0.003991
1992 | 146.2396 | 0 | 0 | 0 | 0 | 0 | 0 | 0.00783 | 0.011973
1992 | 146.25 | 0 | 0 | 0 | 0 | 0 | 0 | 0.02349 | 0
1992 | 146.2604 | 0.03132 | 0 | 0 | 0 | 0 | 0 | 5.6843e-14 | 0.003991
1992 | 146.2708 | 0 | 0 | 0 | 0 | 0 | 0 | 0.02349 | 0
1992 | 146.2813 | 0 | 0 | 0 | 0 | 0 | 0 | 0.003915 | 0.007982
1992 | 146.2917 | 0 | 0 | 0 | 0 | 0 | 0 | 0.01566 | 0.011973
1992 | 146.3021 | 0 | 0 | 0 | 0 | 0 | 0 | -0.003915 | 0.015964
1992 | 146.3125 | 0 | 0 | 0 | 0 | 0 | 0 | 0.027405 | 0.019955
1992 | 146.3229 | 0 | 0 | 0 | 0 | 0 | 0 | 0.02349 | 0.027937
1992 | 146.3333 | 0 | 0 | 0 | 0 | 0 | 0 | 0.05481 | 0.027937
1992 | 146.3438 | 0 | 0 | 0 | 0 | 0 | 0 | 0.01566 | 0.031928
1992 | 146.3542 | 0 | 0 | 0 | 0 | 0 | 0 | 0.0783 | 0.03991
1992 | 146.3646 | 0 | 0 | 0 | 0 | 0 | 0 | 0.074385 | 0.051883
1992 | 146.375 | 0 | 0 | 0 | 0 | 0 | 0 | 0.058725 | 0.051883
1992 | 146.3854 | 0 | 0 | 0 | 0 | 0 | 0 | 0.10179 | 0.047892
1992 | 146.3958 | 0 | 0 | 0 | 0 | 0 | 0 | 0.090045 | 0.047892
1992 | 146.4063 | 0 | 0 | 0 | 0 | 0 | 0 | 0.058725 | 0.047892
1992 | 146.4167 | 0 | 0 | 0 | 0 | 0 | 0 | 0.082215 | 0.047892
1992 | 146.4271 | 0 | 0 | 0 | 0 | 0 | 0 | 0.0783 | 0.035919
1992 | 146.4375 | 0 | 0 | 0 | 0 | 0 | 0 | 0.0783 | 0.051883
1992 | 146.4479 | 0 | 0 | 0 | 0 | 0 | 0 | 0.10962 | 0.043901
1992 | 146.4583 | 0 | 0 | 0 | 0 | 0 | 0 | 0.1057 | 0.055874
1992 | 146.4688 | 0 | 0 | 0 | 0 | 0 | 0 | 0.10962 | 0.051883
1992 | 146.4792 | 0 | 0 | 0 | 0 | 0 | 0 | 0.10962 | 0.043901
1992 | 146.4896 | 0 | 0 | 0 | 0 | 0 | 0 | 0.097875 | 0.047892
1992 | 146.5 | 0 | 0 | 0 | 0 | 0 | 0 | 0.09396 | 0.051883
1992 | 146.5104 | 0 | 0 | 0 | 0 | 0 | 0 | 0.12528 | 0.059865
1992 | 146.5208 | 0 | 0 | 0 | 0 | 0 | 0 | 0.12137 | 0.055874
1992 | 146.5313 | 0 | 0 | 0 | 0 | 0 | 0 | 0.11353 | 0.03991
1992 | 146.5417 | 0 | 0 | 0 | 0 | 0 | 0 | 0.09396 | 0.051883
1992 | 146.5521 | 0 | 0 | 0 | 0 | 0 | 0 | 0.11745 | 0.051883
1992 | 146.5625 | 0 | 0 | 0 | 0 | 0 | 0 | 0.12528 | 0.047892
1992 | 146.5729 | 0 | 0 | 0 | 0 | 0 | 0 | 0.13702 | 0.063856
1992 | 146.5833 | 0 | 0 | 0 | 0 | 0 | 0 | 0.13311 | 0.059865
1992 | 146.5938 | 0 | 0 | 0 | 0 | 0 | 0 | 0.15269 | 0.055874
1992 | 146.6042 | 0 | 0 | 0 | 0 | 0 | 0 | 0.12919 | 0.055874
1992 | 146.6146 | 0 | 0 | 0 | 0 | 0 | 0 | 0.13702 | 0.055874
1992 | 146.625 | 0 | 0 | 0 | 0 | 0 | 0 | 0.14486 | 0.043901
1992 | 146.6354 | 0 | 0 | 0 | 0 | 0 | 0 | 0.13311 | 0.063856
1992 | 146.6458 | 0 | 0 | 0 | 0 | 0 | 0 | 0.10179 | 0.03991
1992 | 146.6563 | 0 | 0 | 0 | 0 | 0 | 0 | 0.03915 | 0.031928
1992 | 146.6667 | 0 | 0.087802 | 0 | 0 | 0 | 0 | 0.066555 | 0.015964
1992 | 146.6771 | 0 | 0 | 0 | 0 | 0 | 0 | 0.00783 | 0.007982
1992 | 146.6875 | 0 | 0 | 0 | 0 | 0 | 0 | 0.043065 | 0.019955
1992 | 146.6979 | 0 | 0 | 0 | 0 | 0 | 0 | 0.090045 | 0.067847
1992 | 146.7083 | 0 | 0 | 0 | 0 | 0 | 0 | 0.019575 | 0
1992 | 146.7188 | 0 | 0 | 0 | 0 | 0 | 0 | 0.03915 | -0.007982
1992 | 146.7292 | 0 | 0 | 0 | 0 | 0 | 0 | 0.074385 | 0.067847
1992 | 146.7396 | 0 | 0 | 0 | 0 | 0 | 0 | 0.011745 | 0.027937
1992 | 146.75 | 0 | 0 | 0 | 0 | 0 | 0 | 0.066555 | 0.031928
1992 | 146.7604 | 0 | 0 | 0 | 0 | 0 | 0 | 0.02349 | 0.011973
1992 | 146.7708 | 0 | 0 | 0 | 0 | 0 | 0 | 0.050895 | 0.031928
1992 | 146.7813 | 0 | 0 | 0 | 0 | 0 | 0 | 0.03915 | 0.011973
1992 | 146.7917 | 0 | 0 | 0 | 0 | 0 | 0 | 0.02349 | 0.007982
1992 | 146.8021 | 0 | 0 | 0 | 0 | 0 | 0 | 0.019575 | 0.019955
1992 | 146.8125 | 0 | 0 | 0 | 0 | 0 | 0 | 0.03132 | 0.023946
1992 | 146.8229 | 0 | 0 | 0 | 0 | 0 | 0 | 0.058725 | 0.015964
1992 | 146.8333 | 0 | 0 | 0 | 0 | 0 | 0 | -0.00783 | 0.007982
1992 | 146.8438 | 0 | 0 | 0 | 0 | 0 | 0 | 0.019575 | 0.003991
1992 | 146.8542 | 0 | 0 | 0 | 0 | 0 | 0 | 0.01566 | 0.023946
1992 | 146.8646 | 0 | 0 | 0 | 0 | 0 | 0 | 0.035235 | 0.019955
1992 | 146.875 | 0 | 0 | 0 | 0 | 0 | 0 | 0.003915 | 0.015964
1992 | 146.8854 | 0 | 0 | 0 | 0 | 0 | 0 | 0.02349 | -0.003991
1992 | 146.8958 | 0 | 0 | 0 | 0 | 0 | 0 | 0.019575 | 0.007982
1992 | 146.9063 | 0 | 0 | 0 | 0 | 0 | 0 | 0.03132 | 0.035919
1992 | 146.9167 | 0 | 0 | 0 | 0 | 0 | 0 | -0.00783 | 0.007982
1992 | 146.9271 | 0 | 0 | 0 | 0 | 0 | 0 | 0.0783 | 0.007982
1992 | 146.9375 | 0 | 0 | 0 | 0 | 0 | 0 | 0.04698 | 0.023946
1992 | 146.9479 | 0 | 0 | 0 | 0 | 0 | 0 | 0.01566 | 0.043901
1992 | 146.9583 | 0 | 0 | 0 | 0 | 0 | 0 | 0.04698 | 0.011973
1992 | 146.9688 | 0 | 0 | 0 | 0 | 0 | 0 | -0.003915 | 0.019955
1992 | 146.9792 | 0 | 0 | 0 | 0 | 0 | 0 | 0.01566 | 0
1992 | 146.9896 | 0 | 0 | 0 | 0 | 0 | 0 | 0.027405 | 0.015964
1992 | 147 | 0 | 0 | 0 | 0 | 0 | 0 | 0.00783 | 0.003991
1992 | 147.0104 | 0 | 0 | 0 | 0 | 0 | 0 | 0.03132 | 0.015964
1992 | 147.0208 | 0 | 0 | 0 | 0 | 0 | 0 | 0.03132 | 0.011973
1992 | 147.0313 | 0 | 0 | 0 | 0 | 0 | 0 | 0.01566 | 0.027937
1992 | 147.0417 | 0 | 0 | 0 | 0 | 0 | 0 | 0.050895 | 0.015964
1992 | 147.0521 | 0 | 0 | 0.17226 | 0.14368 | 0 | 0 | 0.011745 | 0.011973
1992 | 147.0625 | 0 | 0 | 2.0358 | 2.0833 | 0 | 0 | 5.6843e-14 | 0
1992 | 147.0729 | 0 | 0 | 0.90045 | 0.63856 | 0 | 0 | -5.6843e-14 | 0
1992 | 147.0833 | 0 | 0 | 0.07047 | 0.047892 | 0 | 0 | 1.1369e-13 | 0.003991
1992 | 147.0938 | 0 | 0 | 0.07047 | 0.095784 | 0 | 0 | 0 | 0.003991
1992 | 147.1042 | 0 | 0 | 0.35235 | 0.35919 | 0 | 0 | 0 | 0
1992 | 147.1146 | 0 | 0 | 0.00783 | 0.015964 | 0 | 0 | 0.00783 | 0.003991
1992 | 147.125 | 0 | 0 | 0 | 0.007982 | 0 | 0 | 0 | 0.003991
1992 | 147.1354 | 0 | 0 | 0.04698 | 0.023946 | 0 | 0 | 0.00783 | 0
1992 | 147.1458 | 0 | 0 | 0 | 0 | 0 | 0 | -0.003915 | -0.003991
1992 | 147.1563 | 0.01566 | 0 | 0 | 0 | 0 | 0 | 0.003915 | 0.003991
1992 | 147.1667 | 0 | 0 | 0 | 0 | 0 | 0 | 0.00783 | 0.019955
1992 | 147.1771 | 0 | 0 | 0 | 0 | 0 | 0 | 0.01566 | 0.023946
1992 | 147.1875 | 0 | 0 | 0 | 0 | 0 | 0 | 0.02349 | 0.015964
1992 | 147.1979 | 0 | 0 | 0 | 0 | 0 | 0 | 0 | 0.015964
1992 | 147.2083 | 0 | 0 | 0 | 0 | 0 | 0 | 0.003915 | 0.011973
1992 | 147.2188 | 0 | 0 | 0 | 0 | 0 | 0 | 0.003915 | 0.015964
1992 | 147.2292 | 0 | 0 | 0 | 0 | 0 | 0 | 0.011745 | 0.019955
1992 | 147.2396 | 0 | 0 | 0 | 0 | 0 | 0 | 0.03132 | 0.023946
1992 | 147.25 | 0 | 0 | 0 | 0 | 0 | 0 | 0.011745 | 0.015964
1992 | 147.2604 | 0 | 0 | 0 | 0 | 0 | 0 | -0.00783 | 0.015964
1992 | 147.2708 | 0.01566 | 0 | 0 | 0 | 0 | 0 | 0.003915 | 0.027937
1992 | 147.2813 | 0 | 0 | 0 | 0 | 0 | 0 | 0.035235 | 0.043901
1992 | 147.2917 | 0 | 0 | 0 | 0 | 0 | 0 | 0.04698 | 0.03991
1992 | 147.3021 | 0 | 0 | 0 | 0 | 0 | 0 | 0.027405 | 0.047892
1992 | 147.3125 | 0 | 0 | 0 | 0 | 0 | 0 | 0.03132 | 0.047892
1992 | 147.3229 | 0 | 0 | 0 | 0 | 0 | 0 | 0.03915 | 0.047892
1992 | 147.3333 | 0 | 0 | 0 | 0 | 0 | 0 | 0.03915 | 0.03991
1992 | 147.3438 | 0 | 0 | 0 | 0 | 0 | 0 | 0.027405 | 0.03991
1992 | 147.3542 | 0 | 0 | 0 | 0 | 0 | 0 | 0.043065 | 0.03991
1992 | 147.3646 | 0 | 0 | 0 | 0 | 0 | 0 | 0.058725 | 0.043901
1992 | 147.375 | 0 | 0 | 0 | 0 | 0 | 0 | -5.6843e-14 | 0.03991
1992 | 147.3854 | 0 | 0 | 0 | 0 | 0 | 0 | 0.03132 | 0.031928
1992 | 147.3958 | 0 | 0 | 0 | 0 | 0 | 0 | 0.05481 | 0.03991
1992 | 147.4063 | 0 | 0 | 0 | 0 | 0 | 0 | 0.058725 | 0.031928
1992 | 147.4167 | 0 | 0 | 0 | 0 | 0 | 0 | 0.050895 | 0.051883
1992 | 147.4271 | 0 | 0 | 0 | 0 | 0 | 0 | 0.03132 | 0.059865
1992 | 147.4375 | 0 | 0 | 0 | 0 | 0 | 0 | 0.09396 | 0.071838
1992 | 147.4479 | 0 | 0 | 0 | 0 | 0 | 0 | 0.10962 | 0.07982
1992 | 147.4583 | 0 | 0 | 0 | 0 | 0 | 0 | 0.097875 | 0.07982
1992 | 147.4688 | 0 | 0 | 0 | 0 | 0 | 0 | 0.066555 | 0.075829
1992 | 147.4792 | 0 | 0 | 0 | 0 | 0 | 0 | 0.11745 | 0.063856
1992 | 147.4896 | 0 | 0 | 0 | 0 | 0 | 0 | 0.09396 | 0.059865
1992 | 147.5 | 0 | 0 | 0 | 0 | 0 | 0 | 0.06264 | 0.055874
1992 | 147.5104 | 0 | 0 | 0 | 0 | 0 | 0 | 0.066555 | 0.043901
1992 | 147.5208 | 0 | 0 | 0 | 0 | 0 | 0 | 0.0783 | 0.059865
1992 | 147.5313 | 0 | 0 | 0 | 0 | 0 | 0 | 0.08613 | 0.051883
1992 | 147.5417 | 0 | 0 | 0 | 0 | 0 | 0 | 0.082215 | 0.055874
1992 | 147.5521 | 0 | 0 | 0 | 0 | 0 | 0 | 0.097875 | 0.055874
1992 | 147.5625 | 0 | 0 | 0 | 0 | 0 | 0 | 0.0783 | 0.031928
1992 | 147.5729 | 0 | 0 | 0 | 0 | 0 | 0 | 0.06264 | 0.035919
1992 | 147.5833 | 0 | 0 | 0 | 0 | 0 | 0 | 0.07047 | 0.03991
1992 | 147.5938 | 0 | 0 | 0 | 0 | 0 | 0 | 0.066555 | 0.043901
1992 | 147.6042 | 0 | 0 | 0 | 0 | 0 | 0 | 0.074385 | 0.031928
1992 | 147.6146 | 0 | 0 | 0 | 0 | 0 | 0 | 0.07047 | 0.035919
1992 | 147.625 | 0 | 0 | 0 | 0 | 0 | 0 | 0.050895 | 0.023946
1992 | 147.6354 | 0 | 0 | 0 | 0 | 0 | 0 | 0.03132 | 0.023946
1992 | 147.6458 | 0 | 0 | 0 | 0 | 0 | 0 | 0.035235 | 0.019955
1992 | 147.6563 | 0 | 0 | 0 | 0 | 0 | 0 | 0.05481 | 0.019955
1992 | 147.6667 | 0 | 0 | 0 | 0 | 0 | 0 | 0.07047 | 0.035919
1992 | 147.6771 | 0 | 0 | 0 | 0 | 0 | 0 | 0.10179 | 0.035919
1992 | 147.6875 | 0 | 0 | 0 | 0 | 0 | 0 | 0.0783 | 0.035919
1992 | 147.6979 | 0 | 0 | 0 | 0 | 0 | 0 | 0.08613 | 0.027937
1992 | 147.7083 | 0 | 0 | 0 | 0 | 0 | 0 | 0.10179 | 0.035919
1992 | 147.7188 | 0 | 0 | 0 | 0 | 0 | 0 | 0.07047 | 0.03991
1992 | 147.7292 | 0 | 0 | 0 | 0 | 0 | 0 | 0.074385 | 0.019955
1992 | 147.7396 | 0 | 0 | 0 | 0 | 0 | 0 | 0.05481 | 0.023946
1992 | 147.75 | 0 | 0 | 0 | 0 | 0 | 0 | 0.035235 | 0.015964
1992 | 147.7604 | 0 | 0 | 0 | 0 | 0 | 0 | 0.03915 | 0.023946
1992 | 147.7708 | 0 | 0 | 0 | 0 | 0 | 0 | 0.03132 | 0.027937
1992 | 147.7813 | 0 | 0 | 0 | 0 | 0 | 0 | 0.04698 | 0.007982
1992 | 147.7917 | 0 | 0 | 0 | 0 | 0 | 0 | 0.050895 | 0.007982
1992 | 147.8021 | 0 | 0 | 0 | 0 | 0 | 0 | 0.019575 | 0.011973
1992 | 147.8125 | 0 | 0 | 0 | 0 | 0 | 0 | 0.00783 | 0.011973
1992 | 147.8229 | 0 | 0 | 0 | 0 | 0 | 0 | 0.03915 | 0.015964
1992 | 147.8333 | 0 | 0 | 0 | 0 | 0 | 0 | 0.02349 | 0.007982
1992 | 147.8438 | 0 | 0 | 0 | 0 | 0 | 0 | -0.003915 | 0.003991
1992 | 147.8542 | 0 | 0 | 0 | 0 | 0 | 0 | 0.00783 | 0.003991
1992 | 147.8646 | 0 | 0 | 0 | 0 | 0 | 0 | 0.019575 | 0.007982
1992 | 147.875 | 0 | 0 | 0 | 0 | 0 | 0 | 0.011745 | 0.003991
1992 | 147.8854 | 0 | 0 | 0 | 0 | 0 | 0 | 0.03132 | 0
1992 | 147.8958 | 0 | 0 | 0 | 0 | 0 | 0 | 0.00783 | 0.011973
1992 | 147.9063 | 0 | 0 | 0 | 0 | 0 | 0 | 0 | -0.003991
1992 | 147.9167 | 0 | 0 | 0 | 0 | 0 | 0 | 0.00783 | -0.003991
1992 | 147.9271 | 0 | 0 | 0 | 0 | 0 | 0 | 0.00783 | 0.003991
1992 | 147.9375 | 0.02349 | 0 | 0 | 0 | 0 | 0 | 0 | 0.003991
1992 | 147.9479 | 0 | 0 | 0 | 0 | 0 | 0 | 0.019575 | -0.007982
1992 | 147.9583 | 0 | 0 | 0 | 0 | 0 | 0 | 0.003915 | 0.003991
1992 | 147.9688 | 0 | 0 | 0 | 0 | 0 | 0 | 0.00783 | 0
1992 | 147.9792 | 0 | 0 | 0 | 0 | 0 | 0 | -0.003915 | 0.011973
1992 | 147.9896 | 0 | 0 | 0 | 0 | 0 | 0 | 0.019575 | 0.003991
1992 | 148 | 0 | 0 | 0 | 0 | 0 | 0 | 0.02349 | 0.003991
1992 | 148.0104 | 0 | 0 | 0 | 0 | 0 | 0 | 0.003915 | 0.011973
1992 | 148.0208 | 0 | 0 | 0 | 0 | 0 | 0 | 0.00783 | 0
1992 | 148.0313 | 0 | 0 | 0 | 0 | 0 | 0 | 0.019575 | 0.007982
1992 | 148.0417 | 0 | 0 | 0 | 0 | 0 | 0 | 0.019575 | 0.007982
1992 | 148.0521 | 0 | 0 | 0 | 0 | 0 | 0 | -0.00783 | 0
1992 | 148.0625 | 0 | 0 | 0 | 0 | 0 | 0 | 0.019575 | 0.011973
1992 | 148.0729 | 0 | 0 | 0 | 0 | 0 | 0 | 0.01566 | 0.003991
1992 | 148.0833 | 0.02349 | 0 | 0 | 0 | 0 | 0 | 0.011745 | 0
1992 | 148.0938 | 0 | 0 | 0 | 0 | 0 | 0 | 0.027405 | 0.011973
1992 | 148.1042 | 0 | 0 | 0 | 0 | 0 | 0 | 0.01566 | 0.007982
1992 | 148.1146 | 0 | 0 | 0 | 0 | 0 | 0 | -0.00783 | 0.003991
1992 | 148.125 | 0 | 0.007982 | 0 | 0 | 0 | 0 | 0.011745 | 0.003991
1992 | 148.1354 | 0 | 0 | 0 | 0 | 0 | 0 | 0.01566 | -0.003991
1992 | 148.1458 | 0 | 0 | 0 | 0 | 0 | 0 | 0.027405 | 0.011973
1992 | 148.1563 | 0 | 0 | 0 | 0 | 0 | 0 | 0.003915 | 0.007982
1992 | 148.1667 | 0 | 0 | 0 | 0 | 0 | 0 | 0.00783 | 0.007982
1992 | 148.1771 | 0 | 0 | 0 | 0 | 0 | 0 | 0.011745 | 0.007982
1992 | 148.1875 | 0.01566 | 0 | 0 | 0 | 0 | 0 | 0.011745 | -0.003991
1992 | 148.1979 | 0 | 0 | 0 | 0 | 0 | 0 | 0.011745 | 0.003991
1992 | 148.2083 | 0.00783 | 0 | 0 | 0 | 0 | 0 | 0.02349 | 0.003991
1992 | 148.2188 | 0 | 0 | 0 | 0 | 0 | 0 | -0.011745 | 0
1992 | 148.2292 | 0 | 0 | 0 | 0 | 0 | 0 | 0.00783 | 0.011973
1992 | 148.2396 | 0 | 0 | 0 | 0 | 0 | 0 | 0.02349 | -0.003991
1992 | 148.25 | 0 | 0 | 0 | 0 | 0 | 0 | -5.6843e-14 | 0.007982
1992 | 148.2604 | 0.06264 | 0 | 0 | 0 | 0 | 0 | 0.03132 | 0
1992 | 148.2708 | 0 | 0 | 0 | 0 | 0 | 0 | 0.035235 | 0.011973
1992 | 148.2813 | 0 | 0 | 0 | 0 | 0 | 0 | 0.03132 | 0.007982
1992 | 148.2917 | 0 | 0 | 0 | 0 | 0 | 0 | 0.03132 | 0.003991
1992 | 148.3021 | 0 | 0 | 0 | 0 | 0 | 0 | -0.011745 | 0.015964
1992 | 148.3125 | 0 | 0 | 0 | 0 | 0 | 0 | 0.02349 | -0.027937
1992 | 148.3229 | 0 | 0 | 0 | 0 | 0 | 0 | 0.019575 | 0.063856
1992 | 148.3333 | 0 | 0 | 0 | 0 | 0 | 0 | 0.03132 | -0.015964
1992 | 148.3438 | 0 | 0 | 0 | 0 | 0 | 0 | -0.02349 | 0.031928
1992 | 148.3542 | 0 | 0 | 0 | 0 | 0 | 0 | 0.26622 | 0
1992 | 148.3646 | 0 | 0 | 0 | 0 | 0 | 0 | -0.16834 | 0.023946
1992 | 148.375 | 0 | 0 | 0 | 0 | 0 | 0 | 0.019575 | 0.015964
1992 | 148.3854 | 0 | 0 | 0 | 0 | 0 | 0 | 0.027405 | 0.003991
1992 | 148.3958 | 0 | 0 | 0 | 0 | 0 | 0 | 0.035235 | 0.011973
1992 | 148.4063 | 0 | 0 | 0 | 0 | 0 | 0 | 0.035235 | 0.019955
1992 | 148.4167 | 0 | 0 | 0 | 0 | 0 | 0 | 0.035235 | 0.027937
1992 | 148.4271 | 0 | 0 | 0 | 0 | 0 | 0 | 0.05481 | 0.007982
1992 | 148.4375 | 0 | 0 | 0 | 0 | 0 | 0 | 0.00783 | 0.023946
1992 | 148.4479 | 0 | 0 | 0 | 0 | 0 | 0 | 0.035235 | 0.027937
1992 | 148.4583 | 0 | 0 | 0 | 0 | 0 | 0 | 0.011745 | 0.011973
1992 | 148.4688 | 0 | 0 | 0 | 0 | 0 | 0 | 0.05481 | 0.019955
1992 | 148.4792 | 0 | 0 | 0 | 0 | 0 | 0 | 0.035235 | 0.031928
1992 | 148.4896 | 0 | 0 | 0 | 0 | 0 | 0 | 0.0783 | 0.015964
1992 | 148.5 | 0 | 0 | 0 | 0 | 0 | 0 | 0.0783 | 0.043901
1992 | 148.5104 | 0 | 0 | 0 | 0 | 0 | 0 | 0.050895 | 0.03991
1992 | 148.5208 | 0 | 0 | 0 | 0 | 0 | 0 | 0.12136 | 0.043901
1992 | 148.5313 | 0 | 0 | 0 | 0 | 0 | 0 | 0.12137 | 0.043901
1992 | 148.5417 | 0 | 0 | 0 | 0 | 0 | 0 | 0.17618 | 0.055874
1992 | 148.5521 | 0 | 0 | 0 | 0 | 0 | 0 | 0.12528 | 0.047892
1992 | 148.5625 | 0 | 0 | 0 | 0 | 0 | 0 | 0.13702 | 0.03991
1992 | 148.5729 | 0 | 0 | 0 | 0 | 0 | 0 | 0.10962 | 0.043901
1992 | 148.5833 | 0 | 0 | 0 | 0 | 0 | 0 | 0.18401 | 0.055874
1992 | 148.5938 | 0 | 0 | 0 | 0 | 0 | 0 | 0.14486 | 0.059865
1992 | 148.6042 | 0 | 0 | 0 | 0 | 0 | 0 | 0.11745 | 0.031928
1992 | 148.6146 | 0 | 0 | 0 | 0 | 0 | 0 | 0.13311 | 0.043901
1992 | 148.625 | 0 | 0 | 0 | 0 | 0 | 0 | 0.12919 | 0.03991
1992 | 148.6354 | 0 | 0 | 0 | 0 | 0 | 0 | 0.09396 | 0.023946
1992 | 148.6458 | 0 | 0 | 0 | 0 | 0 | 0 | 0.03132 | 0.019955
1992 | 148.6563 | 0 | 0 | 0 | 0 | 0 | 0 | 0.090045 | 0.015964
1992 | 148.6667 | 0 | 0 | 0 | 0 | 0 | 0 | 0.043065 | 0.023946
1992 | 148.6771 | 0 | 0.023946 | 0 | 0 | 0 | 0 | 0.019575 | 0.011973
1992 | 148.6875 | 0 | 0 | 0.18792 | 0.20753 | 0 | 0 | 0.02349 | 0
1992 | 148.6979 | 0 | 0 | 1.0257 | 1.2532 | 0 | 0 | -1.1369e-13 | 0
1992 | 148.7083 | 0 | 0 | 0.12528 | 0.14368 | 0 | 0 | 0.0783 | 0
1992 | 148.7188 | 0 | 0 | 0.42282 | 0.55076 | 0 | 0 | -1.1369e-13 | 0
1992 | 148.7292 | 0 | 0 | 1.0492 | 1.2532 | 0 | 0 | 0 | -5.6843e-14
1992 | 148.7396 | 0 | 0 | 0.40716 | 0.56672 | 0 | 0 | 0 | -5.6843e-14
1992 | 148.75 | 0 | 0 | 0.27405 | 0.28735 | 0 | 0 | 0 | 1.1369e-13
1992 | 148.7604 | 0 | 0 | 0.84564 | 0.98977 | 0 | 0 | 5.6843e-14 | 0
1992 | 148.7708 | 0 | 0 | 14.6891 | 15.4053 | 0 | 0 | -5.6843e-14 | -5.6843e-14
1992 | 148.7813 | 0 | 0 | 10.7976 | 12.867 | 0 | 0 | 5.6843e-14 | -5.6843e-14
1992 | 148.7917 | 0 | 0 | 1.8949 | 2.8097 | 0 | 0 | 0.00783 | 0
1992 | 148.8021 | 0 | 0 | 0.30537 | 0.031928 | 0 | 0 | 0.03132 | 0
1992 | 148.8125 | 0 | 0 | 0.10179 | 0.055874 | 0 | 0 | 0.02349 | 0
1992 | 148.8229 | 0 | 0 | 0.48546 | 0.27937 | 0 | 0 | 0.06264 | 0
1992 | 148.8333 | 0 | 0 | 0 | 0.007982 | 0 | 0 | 0.13702 | 0
1992 | 148.8438 | 0 | 0 | 0 | 0.047892 | 0 | 0 | 0.066555 | 0
1992 | 148.8542 | 0 | 0 | 0.3915 | 0.28735 | 0 | 0 | 0.035235 | -0.003991
1992 | 148.8646 | 0 | 0 | 0 | 0 | 0 | 0 | 0.10179 | 0.007982
1992 | 148.875 | 0 | 0 | 0 | 0 | 0 | 0 | -0.097875 | 0.011973
1992 | 148.8854 | 0 | 0 | 0 | 0 | 0 | 0 | 0.082215 | 0.023946
1992 | 148.8958 | 0 | 0 | 0 | 0 | 0 | 0 | 0.02349 | 0.007982
1992 | 148.9063 | 0 | 0 | 0 | 0 | 0 | 0 | -0.050895 | 0.019955
1992 | 148.9167 | 0 | 0 | 0 | 0 | 0 | 0 | 0.13311 | 0.031928
1992 | 148.9271 | 0 | 0.007982 | 0 | 0 | 0 | 0 | 0.035235 | -0.003991
1992 | 148.9375 | 0.00783 | 0.03991 | 0 | 0 | 0 | 0 | -0.011745 | -0.011973
1992 | 148.9479 | 0 | 0 | 0.04698 | 0 | 0 | 0 | 0.011745 | 0.011973
1992 | 148.9583 | 0 | 0 | 0 | 0 | 0 | 0 | 0.07047 | 0.015964
1992 | 148.9688 | 0 | 0 | 0 | 0 | 0 | 0 | 0.066555 | 0.015964
1992 | 148.9792 | 0 | 0 | 0.61857 | 0.67049 | 0 | 0 | -0.019575 | 0
1992 | 148.9896 | 0 | 0.007982 | 0 | 0 | 0 | 0 | 0.035235 | 0.007982
1992 | 149 | 0 | 0 | 0.17226 | 0.11973 | 0 | 0 | 0.01566 | 0
1992 | 149.0104 | 0 | 0 | 0.06264 | 0.031928 | 0 | 0 | 0.1057 | 0.023946
1992 | 149.0208 | 0 | 0 | 0 | 0 | 0 | 0 | 0.050895 | -5.6843e-14
1992 | 149.0313 | 0 | 0 | 0.2349 | 0.14368 | 0 | 0 | 0.03915 | 5.6843e-14
1992 | 149.0417 | 0 | 0 | 0.08613 | 0.1756 | 0 | 0 | 0.04698 | 0
1992 | 149.0521 | 0.03132 | 0 | 0 | 0 | 0 | 0 | 0.01566 | 0.003991
1992 | 149.0625 | 0 | 0 | 0 | 0 | 0 | 0 | -0.00783 | 0.007982
1992 | 149.0729 | 0 | 0.015964 | 0.04698 | 0.047892 | 0 | 0 | 0.00783 | 0.003991
1992 | 149.0833 | 0 | 0 | 0.12528 | 0.21551 | 0 | 0 | 0.01566 | 5.6843e-14
1992 | 149.0938 | 0 | 0 | 0.18792 | 0.11175 | 0 | 0 | 0.00783 | 0
1992 | 149.1042 | 0 | 0 | 0.01566 | 0.055874 | 0 | 0 | -0.011745 | 0
1992 | 149.1146 | 0 | 0.007982 | 0 | 0.03991 | 0 | 0 | -0.08613 | 0
1992 | 149.125 | 0 | 0.015964 | 0 | 0.023946 | 0 | 0 | 0.019575 | 0
1992 | 149.1354 | 0 | 0.015964 | 0.03132 | 0.015964 | 0 | 0 | 0.027405 | 0
1992 | 149.1458 | 0 | 0 | 0 | 0 | 0 | 0 | -0.019575 | 0.011973
1992 | 149.1563 | 0.01566 | 0 | 0 | 0 | 0 | 0 | -0.03132 | 0.007982
1992 | 149.1667 | 0 | 0 | 0 | 0 | 0 | 0 | 0.011745 | 0.023946
1992 | 149.1771 | 0 | 0 | 0 | 0 | 0 | 0 | 0.06264 | -0.003991
1992 | 149.1875 | 0 | 0 | 0 | 0 | 0 | 0 | 0.019575 | 0.007982
1992 | 149.1979 | 0.04698 | 0 | 0 | 0 | 0 | 0 | -0.019575 | -0.003991
1992 | 149.2083 | 0 | 0 | 0 | 0 | 0 | 0 | 0.05481 | 0.007982
1992 | 149.2188 | 0 | 0 | 0 | 0 | 0 | 0 | 0.043065 | 0.007982
1992 | 149.2292 | 0 | 0 | 0 | 0 | 0 | 0 | -0.07047 | 0.003991
1992 | 149.2396 | 0 | 0 | 0 | 0 | 0 | 0 | 0.066555 | 0.011973
1992 | 149.25 | 0 | 0 | 0 | 0 | 0 | 0 | 0.050895 | 0.011973
1992 | 149.2604 | 0 | 0 | 0 | 0 | 0 | 0 | -0.01566 | 0.007982
1992 | 149.2708 | 0 | 0 | 0 | 0 | 0 | 0 | 0.03132 | 0.007982
1992 | 149.2813 | 0 | 0.015964 | 0 | 0 | 0 | 0 | -0.003915 | 0.007982
1992 | 149.2917 | 0 | 0.023946 | 0 | 0 | 0 | 0 | -0.035235 | -1.1369e-13
1992 | 149.3021 | 0 | 0 | 0 | 0.03991 | 0 | 0 | -0.00783 | 0
1992 | 149.3125 | 0 | 0.007982 | 0 | 0 | 0 | 0 | -0.074385 | -0.015964
1992 | 149.3229 | 0 | 0.007982 | 0 | 0.007982 | 0 | 0 | 0.003915 | 0
1992 | 149.3333 | 0 | 0 | 0 | 0.015964 | 0 | 0 | 0.02349 | -1.1369e-13
1992 | 149.3438 | 0 | 0 | 0 | 0 | 0 | 0 | -0.01566 | 0.035919
1992 | 149.3542 | 0 | 0 | 0 | 0 | 0 | 0 | 0.03132 | 0.011973
1992 | 149.3646 | 0 | 0 | 0 | 0 | 0 | 0 | 0.03915 | 0.007982
1992 | 149.375 | 0 | 0 | 0 | 0 | 0 | 0 | -0.04698 | 0.043901
1992 | 149.3854 | 0 | 0 | 0 | 0 | 0 | 0 | 0.066555 | 0.031928
1992 | 149.3958 | 0 | 0 | 0 | 0 | 0 | 0 | 0.043065 | 0.043901
1992 | 149.4063 | 0 | 0 | 0 | 0 | 0 | 0 | 0.05481 | 0.035919
1992 | 149.4167 | 0 | 0 | 0 | 0 | 0 | 0 | -0.011745 | 0.027937
1992 | 149.4271 | 0 | 0 | 0 | 0 | 0 | 0 | 0.066555 | 0.019955
1992 | 149.4375 | 0 | 0 | 0 | 0 | 0 | 0 | 0.00783 | 0.019955
1992 | 149.4479 | 0 | 0 | 0 | 0 | 0 | 0 | 0.011745 | 0.015964
1992 | 149.4583 | 0 | 0 | 0 | 0 | 0 | 0 | 0 | 0.003991
1992 | 149.4688 | 0 | 0 | 0 | 0 | 0 | 0 | 0.011745 | 0.011973
1992 | 149.4792 | 0 | 0 | 0 | 0 | 0 | 0 | 0.035235 | 0
1992 | 149.4896 | 0 | 0 | 0 | 0 | 0 | 0 | -0.02349 | 0.019955
1992 | 149.5 | 0 | 0 | 0 | 0 | 0 | 0 | 0.02349 | 0.019955
1992 | 149.5104 | 0 | 0 | 0 | 0 | 0 | 0 | 0.03915 | 0.027937
1992 | 149.5208 | 0 | 0 | 0 | 0 | 0 | 0 | -0.035235 | 0.007982
1992 | 149.5313 | 0 | 0 | 0 | 0 | 0 | 0 | 0.02349 | 0.011973
1992 | 149.5417 | 0 | 0.007982 | 0.01566 | 0 | 0 | 0 | 5.6843e-14 | 0
1992 | 149.5521 | 0 | 0 | 0.28188 | 0.23946 | 0 | 0 | -5.6843e-14 | 0
1992 | 149.5625 | 0 | 0 | 0.11745 | 0.10377 | 0 | 0 | 0.01566 | 0
1992 | 149.5729 | 0 | 0 | 0 | 0 | 0 | 0 | -0.050895 | 0.007982
1992 | 149.5833 | 0 | 0 | 0 | 0.015964 | 0 | 0 | 0.003915 | 0
1992 | 149.5938 | 0 | 0 | 0 | 0 | 0 | 0 | 0.035235 | 0.043901
1992 | 149.6042 | 0 | 0 | 0 | 0 | 0 | 0 | 0.066555 | 0.043901
1992 | 149.6146 | 0 | 0 | 0 | 0 | 0 | 0 | 0.00783 | 0.031928
1992 | 149.625 | 0 | 0 | 0 | 0 | 0 | 0 | 0.019575 | 0.03991
1992 | 149.6354 | 0 | 0 | 0 | 0 | 0 | 0 | 0.058725 | 0.047892
1992 | 149.6458 | 0 | 0 | 0 | 0 | 0 | 0 | -0.003915 | 0.043901
1992 | 149.6563 | 0 | 0 | 0 | 0 | 0 | 0 | 0.06264 | 0.03991
1992 | 149.6667 | 0 | 0 | 0 | 0 | 0 | 0 | 0.06264 | 0.047892
1992 | 149.6771 | 0 | 0 | 0 | 0 | 0 | 0 | -0.00783 | 0.03991
1992 | 149.6875 | 0 | 0 | 0 | 0 | 0 | 0 | 0.035235 | 0.035919
1992 | 149.6979 | 0 | 0 | 0 | 0 | 0 | 0 | 0.0783 | 0.03991
1992 | 149.7083 | 0 | 0 | 0 | 0 | 0 | 0 | -0.003915 | 0.043901
1992 | 149.7188 | 0 | 0 | 0 | 0 | 0 | 0 | 0.03915 | 0.043901
1992 | 149.7292 | 0 | 0 | 0 | 0 | 0 | 0 | 0.066555 | 0.055874
1992 | 149.7396 | 0 | 0 | 0 | 0 | 0 | 0 | 0.011745 | 0.047892
1992 | 149.75 | 0 | 0 | 0 | 0 | 0 | 0 | 0.03915 | 0.035919
1992 | 149.7604 | 0 | 0 | 0 | 0 | 0 | 0 | 0.03915 | 0.03991
1992 | 149.7708 | 0 | 0 | 0 | 0 | 0 | 0 | -0.00783 | 0.03991
1992 | 149.7813 | 0 | 0 | 0 | 0 | 0 | 0 | 0.04698 | 0.023946
1992 | 149.7917 | 0 | 0 | 0 | 0 | 0 | 0 | 0.027405 | 0.031928
1992 | 149.8021 | 0 | 0 | 0 | 0 | 0 | 0 | -0.011745 | 0.023946
1992 | 149.8125 | 0 | 0 | 0 | 0 | 0 | 0 | 0.035235 | 0.027937
1992 | 149.8229 | 0 | 0 | 0 | 0 | 0 | 0 | 0.03132 | 0.015964
1992 | 149.8333 | 0 | 0 | 0 | 0 | 0 | 0 | -0.027405 | 0.019955
1992 | 149.8438 | 0 | 0 | 0 | 0 | 0 | 0 | 0.043065 | 0.019955
1992 | 149.8542 | 0 | 0 | 0 | 0 | 0 | 0 | 0.019575 | 0.011973
1992 | 149.8646 | 0 | 0 | 0 | 0 | 0 | 0 | -0.035235 | 0.007982
1992 | 149.875 | 0 | 0 | 0 | 0 | 0 | 0 | 0.04698 | 0.015964
1992 | 149.8854 | 0 | 0 | 0 | 0 | 0 | 0 | -0.003915 | 0.015964
1992 | 149.8958 | 0 | 0 | 0 | 0 | 0 | 0 | -0.00783 | 0.011973
1992 | 149.9063 | 0 | 0 | 0 | 0 | 0 | 0 | 0.01566 | 0.003991
1992 | 149.9167 | 0 | 0 | 0 | 0 | 0 | 0 | 0.02349 | 0.015964
1992 | 149.9271 | 0 | 0 | 0 | 0 | 0 | 0 | 0.003915 | 0.003991
1992 | 149.9375 | 0.03915 | 0 | 0 | 0 | 0 | 0 | 0.011745 | 0.007982
1992 | 149.9479 | 0 | 0 | 0 | 0 | 0 | 0 | 0.03915 | 0.003991
1992 | 149.9583 | 0 | 0 | 0 | 0 | 0 | 0 | 0.003915 | 0.007982
1992 | 149.9688 | 0 | 0 | 0 | 0 | 0 | 0 | 0.011745 | 0.007982
1992 | 149.9792 | 0 | 0 | 0 | 0 | 0 | 0 | -0.011745 | 0.011973
1992 | 149.9896 | 0 | 0 | 0 | 0 | 0 | 0 | 0.003915 | 0
1992 | 150 | 0 | 0 | 0 | 0 | 0 | 0 | 0.02349 | 0.007982
1992 | 150.0104 | 0 | 0 | 0 | 0 | 0 | 0 | -0.03132 | 0.007982
1992 | 150.0208 | 0 | 0 | 0 | 0 | 0 | 0 | 0.02349 | 0.011973
1992 | 150.0313 | 0 | 0 | 0 | 0 | 0 | 0 | 0.00783 | 0.007982
1992 | 150.0417 | 0 | 0 | 0 | 0 | 0 | 0 | 0.00783 | 0.011973
1992 | 150.0521 | 0 | 0 | 0 | 0 | 0 | 0 | 0.02349 | 0.007982
1992 | 150.0625 | 0 | 0 | 0 | 0 | 0 | 0 | -0.003915 | 0.003991
1992 | 150.0729 | 0 | 0 | 0 | 0 | 0 | 0 | 0.003915 | 0.007982
1992 | 150.0833 | 0 | 0 | 0 | 0 | 0 | 0 | 0.03132 | 0.011973
1992 | 150.0938 | 0 | 0 | 0 | 0 | 0 | 0 | -0.035235 | 0
1992 | 150.1042 | 0 | 0 | 0 | 0 | 0 | 0 | 0.01566 | 0.011973
1992 | 150.1146 | 0 | 0 | 0 | 0 | 0 | 0 | 0.011745 | 0.003991
1992 | 150.125 | 0 | 0 | 0 | 0 | 0 | 0 | -0.01566 | 0.011973
1992 | 150.1354 | 0 | 0 | 0 | 0 | 0 | 0 | 0.02349 | 0.007982
1992 | 150.1458 | 0 | 0 | 0 | 0 | 0 | 0 | 0.003915 | 0.011973
1992 | 150.1563 | 0 | 0 | 0 | 0 | 0 | 0 | -0.00783 | 0
1992 | 150.1667 | 0 | 0 | 0 | 0 | 0 | 0 | 0.00783 | 0.007982
1992 | 150.1771 | 0 | 0 | 0 | 0 | 0 | 0 | 0.00783 | 0.007982
1992 | 150.1875 | 0 | 0 | 0 | 0 | 0 | 0 | 0.011745 | 0
1992 | 150.1979 | 0.02349 | 0 | 0 | 0 | 0 | 0 | 0.003915 | 0.007982
1992 | 150.2083 | 0.00783 | 0 | 0 | 0 | 0 | 0 | 0.01566 | 0.003991
1992 | 150.2188 | 0 | 0 | 0 | 0 | 0 | 0 | 0.02349 | 0
1992 | 150.2292 | 0 | 0 | 0 | 0 | 0 | 0 | -0.003915 | 0.003991
1992 | 150.2396 | 0 | 0 | 0 | 0 | 0 | 0 | -0.003915 | -5.6843e-14
1992 | 150.25 | 0.03915 | 0.007982 | 0 | 0 | 0 | 0 | 0.02349 | 0
1992 | 150.2604 | 0.01566 | 0 | 0 | 0 | 0 | 0 | 0.02349 | 0.003991
1992 | 150.2708 | 0 | 0 | 0 | 0 | 0 | 0 | -0.003915 | 0.007982
1992 | 150.2813 | 0 | 0 | 0 | 0 | 0 | 0 | 0.01566 | 0.015964
1992 | 150.2917 | 0 | 0 | 0 | 0 | 0 | 0 | 0.01566 | 0.019955
1992 | 150.3021 | 0 | 0 | 0 | 0 | 0 | 0 | -0.01566 | 0.031928
1992 | 150.3125 | 0 | 0 | 0 | 0 | 0 | 0 | 0.02349 | 0.027937
1992 | 150.3229 | 0 | 0 | 0 | 0 | 0 | 0 | 0.04698 | 0.03991
1992 | 150.3333 | 0 | 0 | 0 | 0 | 0 | 0 | 0.04698 | 0.035919
1992 | 150.3438 | 0 | 0 | 0 | 0 | 0 | 0 | 0.00783 | 0.023946
1992 | 150.3542 | 0 | 0 | 0 | 0 | 0 | 0 | 0.043065 | 0.099775
1992 | 150.3646 | 0 | 0 | 0 | 0 | 0 | 0 | 0.07047 | 0.035919
1992 | 150.375 | 0 | 0 | 0 | 0 | 0 | 0 | -5.6843e-14 | 0.03991
1992 | 150.3854 | 0 | 0 | 0 | 0 | 0 | 0 | 0.07047 | 0.035919
1992 | 150.3958 | 0 | 0 | 0 | 0 | 0 | 0 | 0.066555 | 0.03991
1992 | 150.4063 | 0 | 0 | 0 | 0 | 0 | 0 | 0.011745 | 0.031928
1992 | 150.4167 | 0 | 0 | 0 | 0 | 0 | 0 | 0.074385 | 0.043901
1992 | 150.4271 | 0 | 0 | 0 | 0 | 0 | 0 | 0.050895 | 0.03991
1992 | 150.4375 | 0 | 0 | 0 | 0 | 0 | 0 | 0.058725 | 0.047892
1992 | 150.4479 | 0 | 0 | 0 | 0 | 0 | 0 | 0.03915 | 0.051883
1992 | 150.4583 | 0 | 0 | 0 | 0 | 0 | 0 | 0.0783 | 0.035919
1992 | 150.4688 | 0 | 0 | 0 | 0 | 0 | 0 | 0.058725 | 0.043901
1992 | 150.4792 | 0 | 0 | 0 | 0 | 0 | 0 | 0.050895 | 0.031928
1992 | 150.4896 | 0 | 0 | 0 | 0 | 0 | 0 | 0.066555 | 0.043901
1992 | 150.5 | 0 | 0 | 0 | 0 | 0 | 0 | 0.019575 | 0.051883
1992 | 150.5104 | 0 | 0 | 0 | 0 | 0 | 0 | 0.11354 | 0.055874
1992 | 150.5208 | 0 | 0 | 0 | 0 | 0 | 0 | 0.09396 | 0.059865
1992 | 150.5313 | 0 | 0 | 0 | 0 | 0 | 0 | 0.090045 | 0.059865
1992 | 150.5417 | 0 | 0 | 0 | 0 | 0 | 0 | 0.07047 | 0.043901
1992 | 150.5521 | 0 | 0 | 0 | 0 | 0 | 0 | 0.05481 | 0.067847
1992 | 150.5625 | 0 | 0 | 0 | 0 | 0 | 0 | 0.12919 | 0.063856
1992 | 150.5729 | 0 | 0 | 0 | 0 | 0 | 0 | 0.097875 | 0.055874
1992 | 150.5833 | 0 | 0 | 0 | 0 | 0 | 0 | 0.082215 | 0.059865
1992 | 150.5938 | 0 | 0 | 0 | 0 | 0 | 0 | 0.10571 | 0.075829
1992 | 150.6042 | 0 | 0 | 0 | 0 | 0 | 0 | 0.15269 | 0.083811
1992 | 150.6146 | 0 | 0 | 0 | 0 | 0 | 0 | 0.16443 | 0.067847
1992 | 150.625 | 0 | 0 | 0 | 0 | 0 | 0 | 0.11354 | 0.059865
1992 | 150.6354 | 0 | 0 | 0 | 0 | 0 | 0 | 0.066555 | 0.035919
1992 | 150.6458 | 0 | 0 | 0 | 0 | 0 | 0 | 0.074385 | 0.03991
1992 | 150.6563 | 0 | 0 | 0 | 0 | 0 | 0 | 0.07047 | 0.035919
1992 | 150.6667 | 0 | 0 | 0 | 0 | 0 | 0 | 0.043065 | 0.051883
1992 | 150.6771 | 0 | 0 | 0 | 0 | 0 | 0 | 0.08613 | 0.035919
1992 | 150.6875 | 0 | 0 | 0 | 0 | 0 | 0 | 0.066555 | 0.03991
1992 | 150.6979 | 0 | 0 | 0 | 0 | 0 | 0 | 0.058725 | 0.035919
1992 | 150.7083 | 0 | 0 | 0 | 0 | 0 | 0 | 0.00783 | 0.027937
1992 | 150.7188 | 0 | 0 | 0 | 0 | 0 | 0 | 0.097875 | 0.031928
1992 | 150.7292 | 0 | 0 | 0 | 0 | 0 | 0 | 0.027405 | 0.027937
1992 | 150.7396 | 0 | 0 | 0 | 0 | 0 | 0 | 0.035235 | 0.027937
1992 | 150.75 | 0 | 0 | 0 | 0 | 0 | 0 | 0.03915 | 0.035919
1992 | 150.7604 | 0 | 0 | 0 | 0 | 0 | 0 | 0.058725 | 0.019955
1992 | 150.7708 | 0 | 0 | 0 | 0 | 0 | 0 | 0.003915 | 0.031928
1992 | 150.7813 | 0 | 0 | 0 | 0 | 0 | 0 | 0.04698 | 0.011973
1992 | 150.7917 | 0 | 0 | 0 | 0 | 0 | 0 | 0.01566 | 0.011973
1992 | 150.8021 | 0 | 0 | 0 | 0 | 0 | 0 | 0.02349 | 0.015964
1992 | 150.8125 | 0 | 0 | 0 | 0 | 0 | 0 | 0.003915 | -0.003991
1992 | 150.8229 | 0 | 0 | 0 | 0 | 0 | 0 | 0.00783 | 0.007982
1992 | 150.8333 | 0.03132 | 0 | 0 | 0 | 0 | 0 | 0.01566 | 0
1992 | 150.8438 | 0 | 0 | 0 | 0 | 0 | 0 | 0.003915 | -0.003991
1992 | 150.8542 | 0 | 0 | 0 | 0 | 0 | 0 | 0.003915 | 0
1992 | 150.8646 | 0.00783 | 0 | 0 | 0 | 0 | 0 | 0 | 0.003991
1992 | 150.875 | 0 | 0 | 0 | 0 | 0 | 0 | -0.003915 | 0.003991
1992 | 150.8854 | 0 | 0 | 0 | 0 | 0 | 0 | -0.003915 | 0
1992 | 150.8958 | 0 | 0 | 0 | 0 | 0 | 0 | 0 | 0.007982
1992 | 150.9063 | 0 | 0 | 0 | 0 | 0 | 0 | 0.00783 | 0
1992 | 150.9167 | 0 | 0 | 0 | 0 | 0 | 0 | 0 | 0.007982
1992 | 150.9271 | 0 | 0 | 0 | 0 | 0 | 0 | -0.027405 | 0.007982
1992 | 150.9375 | 0 | 0 | 0 | 0 | 0 | 0 | 0.02349 | 0
1992 | 150.9479 | 0 | 0 | 0 | 0 | 0 | 0 | 0.01566 | 0.003991
1992 | 150.9583 | 0 | 0 | 0 | 0 | 0 | 0 | -0.00783 | 0.011973
1992 | 150.9688 | 0 | 0 | 0 | 0 | 0 | 0 | 0.011745 | 0.003991
1992 | 150.9792 | 0 | 0 | 0 | 0 | 0 | 0 | 0.003915 | 0.003991
1992 | 150.9896 | 0 | 0 | 0 | 0 | 0 | 0 | -0.011745 | 0.003991
1992 | 151 | 0 | 0 | 0 | 0 | 0 | 0 | 0.050895 | 0.015964
1992 | 151.0104 | 0 | 0 | 0 | 0 | 0 | 0 | 0.00783 | 0.003991
1992 | 151.0208 | 0 | 0 | 0 | 0 | 0 | 0 | 0.011745 | 0.007982
1992 | 151.0313 | 0 | 0 | 0 | 0 | 0 | 0 | 0.00783 | 0.003991
1992 | 151.0417 | 0 | 0 | 0 | 0 | 0 | 0 | -0.02349 | 0
1992 | 151.0521 | 0 | 0 | 0 | 0 | 0 | 0 | 0.02349 | 0.007982
1992 | 151.0625 | 0 | 0 | 0 | 0 | 0 | 0 | 0.00783 | 0.003991
1992 | 151.0729 | 0 | 0 | 0 | 0 | 0 | 0 | -0.00783 | -0.003991
1992 | 151.0833 | 0 | 0 | 0 | 0 | 0 | 0 | 0.00783 | -0.007982
1992 | 151.0938 | 0.03915 | 0 | 0 | 0 | 0 | 0 | 0.019575 | 0
1992 | 151.1042 | 0 | 0 | 0 | 0 | 0 | 0 | -0.00783 | 0.003991
1992 | 151.1146 | 0 | 0.007982 | 0 | 0 | 0 | 0 | 0.003915 | -5.6843e-14
1992 | 151.125 | 0.01566 | 0 | 0 | 0 | 0 | 0 | 0.00783 | 0.007982
1992 | 151.1354 | 0 | 0 | 0 | 0 | 0 | 0 | 0.02349 | 0.007982
1992 | 151.1458 | 0.05481 | 0 | 0 | 0 | 0 | 0 | 0.003915 | 0
1992 | 151.1563 | 0 | 0 | 0 | 0 | 0 | 0 | 0.043065 | 0.011973
1992 | 151.1667 | 0 | 0 | 0 | 0 | 0 | 0 | 0.011745 | 0
1992 | 151.1771 | 0 | 0 | 0 | 0 | 0 | 0 | 0.011745 | 0.007982
1992 | 151.1875 | 0 | 0 | 0 | 0 | 0 | 0 | 0.00783 | -0.003991
1992 | 151.1979 | 0.00783 | 0 | 0 | 0 | 0 | 0 | 0.003915 | 0.011973
1992 | 151.2083 | 0 | 0 | 0 | 0 | 0 | 0 | -0.003915 | 0
1992 | 151.2188 | 0 | 0 | 0 | 0 | 0 | 0 | 0.03132 | 0.003991
1992 | 151.2292 | 0.06264 | 0 | 0 | 0 | 0 | 0 | 1.1369e-13 | 0.003991
1992 | 151.2396 | 0 | 0 | 0 | 0 | 0 | 0 | 0.04698 | 0.007982
1992 | 151.25 | 0 | 0 | 0 | 0 | 0 | 0 | 0 | 0.015964
1992 | 151.2604 | 0 | 0 | 0 | 0 | 0 | 0 | 0.03915 | 0.003991
1992 | 151.2708 | 0 | 0 | 0 | 0 | 0 | 0 | 0 | 0.003991
1992 | 151.2813 | 0 | 0 | 0 | 0 | 0 | 0 | 0.02349 | 0.015964
1992 | 151.2917 | 0 | 0 | 0 | 0 | 0 | 0 | 0.02349 | 0.003991
1992 | 151.3021 | 0 | 0 | 0 | 0 | 0 | 0 | -0.043065 | 0.015964
1992 | 151.3125 | 0 | 0 | 0 | 0 | 0 | 0 | 0.04698 | 0.003991
1992 | 151.3229 | 0 | 0 | 0 | 0 | 0 | 0 | 0.019575 | 0.015964
1992 | 151.3333 | 0 | 0 | 0 | 0 | 0 | 0 | 0.02349 | 0.003991
1992 | 151.3438 | 0 | 0 | 0.37584 | 0.39112 | 0 | 0 | -5.6843e-14 | 5.6843e-14
1992 | 151.3542 | 0.01566 | 0 | 0.11745 | 0.095784 | 0 | 0 | 0.00783 | 0.003991
1992 | 151.3646 | 0 | 0 | 0 | 0 | 0 | 0 | 0.035235 | 0.027937
1992 | 151.375 | 0 | 0 | 0 | 0 | 0 | 0 | 0.00783 | 0.03991
1992 | 151.3854 | 0 | 0 | 0 | 0 | 0 | 0 | 0.050895 | 0.043901
1992 | 151.3958 | 0 | 0 | 0 | 0 | 0 | 0 | 0.03132 | 0.047892
1992 | 151.4063 | 0 | 0 | 0 | 0 | 0 | 0 | 0.066555 | 0.055874
1992 | 151.4167 | 0 | 0 | 0 | 0 | 0 | 0 | 0.035235 | 0.043901
1992 | 151.4271 | 0 | 0 | 0 | 0 | 0 | 0 | 0.027405 | 0.043901
1992 | 151.4375 | 0 | 0 | 0 | 0 | 0 | 0 | 0.058725 | 0.055874
1992 | 151.4479 | 0 | 0 | 0 | 0 | 0 | 0 | 0.066555 | 0.035919
1992 | 151.4583 | 0 | 0 | 0 | 0 | 0 | 0 | 0.058725 | 0.047892
1992 | 151.4688 | 0 | 0 | 0 | 0 | 0 | 0 | 0.03132 | 0.035919
1992 | 151.4792 | 0 | 0 | 0 | 0 | 0 | 0 | 0.0783 | 0.047892
1992 | 151.4896 | 0 | 0 | 0 | 0 | 0 | 0 | 0.09396 | 0.051883
1992 | 151.5 | 0 | 0 | 0 | 0 | 0 | 0 | 0.074385 | 0.031928
1992 | 151.5104 | 0 | 0 | 0 | 0 | 0 | 0 | 0.09396 | 0.047892
1992 | 151.5208 | 0 | 0 | 0 | 0 | 0 | 0 | 0.082215 | 0.047892
1992 | 151.5313 | 0 | 0 | 0 | 0 | 0 | 0 | 0.10571 | 0.055874
1992 | 151.5417 | 0 | 0 | 0 | 0 | 0 | 0 | 0.13311 | 0.055874
1992 | 151.5521 | 0 | 0 | 0 | 0 | 0 | 0 | 0.11745 | 0.043901
1992 | 151.5625 | 0 | 0 | 0 | 0 | 0 | 0 | 0.090045 | 0.03991
1992 | 151.5729 | 0 | 0 | 0 | 0 | 0 | 0 | 0.11745 | 0.043901
1992 | 151.5833 | 0 | 0 | 0 | 0 | 0 | 0 | 0.066555 | 0.031928
1992 | 151.5938 | 0 | 0 | 0 | 0 | 0 | 0 | 0.10179 | 0.047892
1992 | 151.6042 | 0 | 0 | 0 | 0 | 0 | 0 | 0.08613 | 0.03991
1992 | 151.6146 | 0 | 0 | 0 | 0 | 0 | 0 | 0.027405 | 0.027937
1992 | 151.625 | 0 | 0 | 0 | 0 | 0 | 0 | 0.11354 | 0.031928
1992 | 151.6354 | 0 | 0 | 0 | 0 | 0 | 0 | 0.058725 | 0.011973
1992 | 151.6458 | 0 | 0 | 0 | 0 | 0 | 0 | 0.074385 | 0.047892
1992 | 151.6563 | 0 | 0 | 0 | 0 | 0 | 0 | 0.082215 | 0.031928
1992 | 151.6667 | 0 | 0 | 0 | 0 | 0 | 0 | 0.04698 | 0.031928
1992 | 151.6771 | 0 | 0 | 0 | 0 | 0 | 0 | 0.058725 | 0.011973
1992 | 151.6875 | 0 | 0 | 0 | 0 | 0 | 0 | 0.04698 | 0.019955
1992 | 151.6979 | 0 | 0 | 0 | 0 | 0 | 0 | 0.05481 | 0.023946
1992 | 151.7083 | 0 | 0 | 0 | 0 | 0 | 0 | 0.03915 | 0.015964
1992 | 151.7188 | 0 | 0 | 0 | 0 | 0 | 0 | 0.019575 | 0.019955
1992 | 151.7292 | 0 | 0 | 0 | 0 | 0 | 0 | 0.07047 | 0.011973
1992 | 151.7396 | 0 | 0 | 0 | 0 | 0 | 0 | 0.03132 | 0.031928
1992 | 151.75 | 0 | 0 | 0 | 0 | 0 | 0 | 0.03132 | 0.019955
1992 | 151.7604 | 0 | 0 | 0 | 0 | 0 | 0 | 0.04698 | 0.003991
1992 | 151.7708 | 0 | 0 | 0 | 0 | 0 | 0 | 0.011745 | 0.015964
1992 | 151.7813 | 0 | 0 | 0 | 0 | 0 | 0 | 0.035235 | 0.003991
1992 | 151.7917 | 0 | 0 | 0 | 0 | 0 | 0 | 0.04698 | 0.007982
1992 | 151.8021 | 0 | 0 | 0 | 0 | 0 | 0 | 0.019575 | 0.023946
1992 | 151.8125 | 0 | 0 | 0 | 0 | 0 | 0 | 0.02349 | 0.003991
1992 | 151.8229 | 0 | 0 | 0 | 0 | 0 | 0 | 0.019575 | 0.019955
1992 | 151.8333 | 0.02349 | 0 | 0 | 0 | 0 | 0 | 0.019575 | 0
1992 | 151.8438 | 0 | 0 | 0 | 0 | 0 | 0 | 0.04698 | 0.007982
1992 | 151.8542 | 0 | 0 | 0 | 0 | 0 | 0 | -0.00783 | 0.003991
1992 | 151.8646 | 0 | 0 | 0 | 0 | 0 | 0 | 0.02349 | 0.007982
1992 | 151.875 | 0 | 0 | 0 | 0 | 0 | 0 | -0.00783 | 0.011973
1992 | 151.8854 | 0 | 0 | 0 | 0 | 0 | 0 | 0.050895 | 0.015964
1992 | 151.8958 | 0 | 0 | 0 | 0 | 0 | 0 | 0.043065 | 0
1992 | 151.9063 | 0 | 0 | 0 | 0 | 0 | 0 | -0.01566 | 0.007982
1992 | 151.9167 | 0 | 0 | 0 | 0 | 0 | 0 | -0.00783 | -0.003991
1992 | 151.9271 | 0 | 0 | 0 | 0 | 0 | 0 | 0.003915 | 0.003991
1992 | 151.9375 | 0 | 0 | 0 | 0 | 0 | 0 | 0.03915 | 0.003991
1992 | 151.9479 | 0 | 0 | 0 | 0 | 0 | 0 | 0.00783 | 0.011973
1992 | 151.9583 | 0 | 0 | 0 | 0 | 0 | 0 | -0.003915 | 0.007982
1992 | 151.9688 | 0 | 0 | 0 | 0 | 0 | 0 | -0.003915 | -0.003991
1992 | 151.9792 | 0.00783 | 0 | 0 | 0.071838 | 0 | 0 | -0.01566 | 0
1992 | 151.9896 | 0.03132 | 0 | 0.10962 | 0.11175 | 0 | 0 | -0.00783 | -0.007982
1992 | 152 | 0 | 0 | 0 | 0 | 0 | 0 | 0.035235 | 0.003991
1992 | 152.0104 | 0 | 0 | 0 | 0 | 0 | 0 | -0.003915 | 0.003991
1992 | 152.0208 | 0 | 0 | 3.1868 | 2.7538 | 0 | 0 | 0 | -5.6843e-14
1992 | 152.0313 | 0 | 0 | 3.0537 | 3.0332 | 0 | 0 | 0 | 5.6843e-14
1992 | 152.0417 | 0 | 0 | 1.4172 | 1.2851 | 0 | 0 | 0 | 5.6843e-14
1992 | 152.0521 | 0 | 0 | 0.41499 | 0.42305 | 0 | 0 | 0 | 0
1992 | 152.0625 | 0 | 0 | 0.17226 | 0.18359 | 0 | 0 | 5.6843e-14 | 0
1992 | 152.0729 | 0 | 0 | 0.22707 | 0.21551 | 0 | 0 | 0.02349 | 0
1992 | 152.0833 | 0 | 0 | 0.11745 | 0.1756 | 0 | 0 | 0.00783 | 0
1992 | 152.0938 | 0 | 0 | 0.16443 | 0.03991 | 0 | 0 | 0.03132 | 0.007982
1992 | 152.1042 | 0 | 0 | 0 | 0 | 0 | 0 | 0.019575 | -0.003991
1992 | 152.1146 | 0.01566 | 0.007982 | 0 | 0 | 0 | 0 | 0.019575 | 0.003991
1992 | 152.125 | 0 | 0 | 0.04698 | 0 | 0 | 0 | 0.011745 | 0
1992 | 152.1354 | 0 | 0 | 0 | 0 | 0 | 0 | 0.02349 | -0.003991
1992 | 152.1458 | 0 | 0 | 0 | 0 | 0 | 0 | 0.03915 | 0.003991
1992 | 152.1563 | 0 | 0 | 0 | 0 | 0 | 0 | -0.06264 | 0.007982
1992 | 152.1667 | 0 | 0 | 0 | 0 | 0 | 0 | 0.04698 | 0.007982
1992 | 152.1771 | 0 | 0 | 0 | 0 | 0 | 0 | 0.035235 | 0.003991
1992 | 152.1875 | 0.05481 | 0 | 0 | 0 | 0 | 0 | 0.011745 | 0.003991
1992 | 152.1979 | 0 | 0 | 0 | 0 | 0 | 0 | 0.003915 | 0
1992 | 152.2083 | 0.02349 | 0 | 0 | 0 | 0 | 0 | -0.00783 | 0.007982
1992 | 152.2188 | 0 | 0 | 0 | 0 | 0 | 0 | 0.02349 | 0.003991
1992 | 152.2292 | 0 | 0 | 0 | 0 | 0 | 0 | 0.02349 | 0
1992 | 152.2396 | 0 | 0 | 0 | 0 | 0 | 0 | -0.050895 | 0.007982
1992 | 152.25 | 0 | 0 | 0 | 0 | 0 | 0 | 0.035235 | 0.003991
1992 | 152.2604 | 0 | 0 | 0 | 0 | 0 | 0 | 0.019575 | 0
1992 | 152.2708 | 0 | 0 | 0 | 0 | 0 | 0 | -0.01566 | 0.007982
1992 | 152.2813 | 0 | 0 | 0 | 0 | 0 | 0 | 0.011745 | 0.011973
1992 | 152.2917 | 0 | 0 | 0 | 0 | 0 | 0 | 0 | 0.023946
1992 | 152.3021 | 0 | 0 | 0 | 0 | 0 | 0 | 0.03132 | 0.015964
1992 | 152.3125 | 0 | 0 | 0 | 0 | 0 | 0 | 0.019575 | 0.027937
1992 | 152.3229 | 0 | 0 | 0 | 0 | 0 | 0 | -0.003915 | 0.023946
1992 | 152.3333 | 0 | 0 | 0 | 0 | 0 | 0 | 0.043065 | 0.023946
1992 | 152.3438 | 0 | 0 | 0 | 0 | 0 | 0 | 0.043065 | 0.019955
1992 | 152.3542 | 0 | 0 | 0 | 0 | 0 | 0 | -0.02349 | 0.035919
1992 | 152.3646 | 0 | 0 | 0 | 0 | 0 | 0 | 0.07047 | 0.035919
1992 | 152.375 | 0 | 0 | 0 | 0 | 0 | 0 | 0.066555 | 0.071838
1992 | 152.3854 | 0 | 0 | 0 | 0 | 0 | 0 | 0.035235 | 0.083811
1992 | 152.3958 | 0 | 0 | 0 | 0 | 0 | 0 | 0.07047 | 0.07982
1992 | 152.4063 | 0 | 0 | 0 | 0 | 0 | 0 | 0.043065 | 0.055874
1992 | 152.4167 | 0 | 0 | 0 | 0 | 0 | 0 | 0.04698 | 0.047892
1992 | 152.4271 | 0 | 0 | 0 | 0 | 0 | 0 | 0.058725 | 0.055874
1992 | 152.4375 | 0 | 0 | 0 | 0 | 0 | 0 | 0.003915 | 0.063856
1992 | 152.4479 | 0 | 0 | 0 | 0 | 0 | 0 | 0.097875 | 0.075829
1992 | 152.4583 | 0 | 0 | 0 | 0 | 0 | 0 | 0.090045 | 0.059865
1992 | 152.4688 | 0 | 0 | 0 | 0 | 0 | 0 | 0.027405 | 0.075829
1992 | 152.4792 | 0 | 0 | 0 | 0 | 0 | 0 | 0.15269 | 0.095784
1992 | 152.4896 | 0 | 0 | 0 | 0 | 0 | 0 | 0.16443 | 0.11973
1992 | 152.5 | 0 | 0 | 0 | 0 | 0 | 0 | 0.11353 | 0.1317
1992 | 152.5104 | 0 | 0 | 0 | 0 | 0 | 0 | 0.16835 | 0.12372
1992 | 152.5208 | 0 | 0 | 0 | 0 | 0 | 0 | 0.16834 | 0.10776
1992 | 152.5313 | 0 | 0 | 0 | 0 | 0 | 0 | 0.12137 | 0.10377
1992 | 152.5417 | 0 | 0 | 0 | 0 | 0 | 0 | 0.21141 | 0.087802
1992 | 152.5521 | 0 | 0 | 0 | 0 | 0 | 0 | 0.12528 | 0.063856
1992 | 152.5625 | 0 | 0 | 0 | 0 | 0 | 0 | 0.17618 | 0.087802
1992 | 152.5729 | 0 | 0 | 0 | 0 | 0 | 0 | 0.1566 | 0.10377
1992 | 152.5833 | 0 | 0 | 0 | 0 | 0 | 0 | 0.21141 | 0.087802
1992 | 152.5938 | 0 | 0 | 0 | 0 | 0 | 0 | 0.1292 | 0.067847
1992 | 152.6042 | 0 | 0 | 0 | 0 | 0 | 0 | 0.1566 | 0.07982
1992 | 152.6146 | 0 | 0 | 0 | 0 | 0 | 0 | 0.14094 | 0.067847
1992 | 152.625 | 0 | 0 | 0 | 0 | 0 | 0 | 0.19966 | 0.07982
1992 | 152.6354 | 0 | 0 | 0 | 0 | 0 | 0 | 0.11745 | 0.051883
1992 | 152.6458 | 0 | 0 | 0 | 0 | 0 | 0 | 0.10179 | 0.035919
1992 | 152.6563 | 0 | 0 | 0 | 0 | 0 | 0 | 0.05481 | 0.047892
1992 | 152.6667 | 0 | 0 | 0 | 0 | 0 | 0 | 0.15268 | 0.055874
1992 | 152.6771 | 0 | 0 | 0 | 0 | 0 | 0 | 0.14877 | 0.047892
1992 | 152.6875 | 0 | 0 | 0 | 0 | 0 | 0 | 0.074385 | 0.051883
1992 | 152.6979 | 0 | 0 | 0 | 0 | 0 | 0 | 0.14485 | 0.043901
1992 | 152.7083 | 0 | 0 | 0 | 0 | 0 | 0 | 0.10962 | 0.043901
1992 | 152.7188 | 0 | 0 | 0 | 0 | 0 | 0 | 0.03915 | 0.03991
1992 | 152.7292 | 0 | 0 | 0 | 0 | 0 | 0 | 0.10179 | 0.035919
1992 | 152.7396 | 0 | 0 | 0 | 0 | 0 | 0 | 0.066555 | 0.027937
1992 | 152.75 | 0 | 0 | 0 | 0 | 0 | 0 | 0.003915 | 0.019955
1992 | 152.7604 | 0 | 0 | 0 | 0 | 0 | 0 | 0.04698 | 0.015964
1992 | 152.7708 | 0 | 0 | 0 | 0 | 0 | 0 | -0.003915 | -0.011973
1992 | 152.7813 | 0 | 0 | 0 | 0 | 0 | 0 | -0.043065 | 0.015964
1992 | 152.7917 | 0 | 0 | 0 | 0 | 0 | 0 | 0.058725 | 0.007982
1992 | 152.8021 | 0 | 0 | 0 | 0 | 0 | 0 | 0.019575 | 0.003991
1992 | 152.8125 | 0 | 0 | 0 | 0 | 0 | 0 | -0.00783 | 0.003991
1992 | 152.8229 | 0 | 0 | 0 | 0 | 0 | 0 | 0.01566 | 0
1992 | 152.8333 | 0 | 0 | 0 | 0 | 0 | 0 | 0.00783 | -0.007982
1992 | 152.8438 | 0 | 0 | 0 | 0 | 0 | 0 | 0.003915 | 0.007982
1992 | 152.8542 | 0 | 0 | 0 | 0 | 0 | 0 | -0.027405 | -0.003991
1992 | 152.8646 | 0 | 0.015964 | 0 | 0 | 0 | 0 | 0.011745 | 5.6843e-14
1992 | 152.875 | 0 | 0.007982 | 0 | 0 | 0 | 0 | -0.00783 | -5.6843e-14
1992 | 152.8854 | 0.00783 | 0.007982 | 0 | 0 | 0 | 0 | -0.003915 | 0.003991
1992 | 152.8958 | 0 | 0.023946 | 0 | 0 | 0 | 0 | -0.03915 | 0.003991
1992 | 152.9063 | 0 | 0 | 0 | 0 | 0 | 0 | 0.035235 | 0.007982
1992 | 152.9167 | 0 | 0 | 0 | 0 | 0 | 0 | 0 | -0.011973
1992 | 152.9271 | 0.01566 | 0 | 0 | 0 | 0 | 0 | -0.011745 | 0.003991
1992 | 152.9375 | 0 | 0 | 0 | 0 | 0 | 0 | 0.01566 | 0
1992 | 152.9479 | 0 | 0 | 0 | 0 | 0 | 0 | 0.011745 | 0
1992 | 152.9583 | 0 | 0 | 0 | 0 | 0 | 0 | 0 | 0.003991
1992 | 152.9688 | 0 | 0 | 0 | 0 | 0 | 0 | -0.019575 | 0
1992 | 152.9792 | 0 | 0 | 0 | 0 | 0 | 0 | 0.003915 | 0.007982
1992 | 152.9896 | 0 | 0 | 0.04698 | 0.03991 | 0 | 0 | 0.02349 | -0.003991
1992 | 153 | 0 | 0 | 4.745 | 4.414 | 0 | 0 | -1.1369e-13 | -1.1369e-13
1992 | 153.0104 | 0 | 0 | 4.698 | 5.0526 | 0 | 0 | 0 | 0
1992 | 153.0208 | 0 | 0 | 1.151 | 1.4368 | 0 | 0 | 0 | 5.6843e-14
1992 | 153.0313 | 0 | 0 | 0.28971 | 0.23946 | 0 | 0 | 0.02349 | -5.6843e-14
1992 | 153.0417 | 0 | 0 | 0 | 0 | 0 | 0 | 0.074385 | 0.011973
1992 | 153.0521 | 0.03132 | 0.015964 | 0 | 0 | 0 | 0 | 0.019575 | -0.003991
1992 | 153.0625 | 0 | 0 | 0.34452 | 0.41506 | 0 | 0 | 0 | 0
1992 | 153.0729 | 0 | 0 | 0.1566 | 0.063856 | 0 | 0 | 0.074385 | -5.6843e-14
1992 | 153.0833 | 0 | 0 | 0 | 0 | 0 | 0 | 0 | 0
1992 | 153.0938 | 0 | 0 | 0 | 0 | 0 | 0 | -0.05481 | 0.007982
1992 | 153.1042 | 0 | 0 | 0 | 0 | 0 | 0 | 0.04698 | 0.007982
1992 | 153.1146 | 0 | 0 | 0 | 0 | 0 | 0 | 0.03132 | 0.011973
1992 | 153.125 | 0 | 0 | 0 | 0 | 0 | 0 | -0.035235 | -0.003991
1992 | 153.1354 | 0 | 0 | 0 | 0 | 0 | 0 | 0.027405 | 0.007982
1992 | 153.1458 | 0 | 0 | 0 | 0 | 0 | 0 | 0.011745 | 0
1992 | 153.1563 | 0.02349 | 0 | 0 | 0 | 0 | 0 | -0.02349 | 0.003991
1992 | 153.1667 | 0 | 0 | 0 | 0 | 0 | 0 | 0.04698 | 0.003991
1992 | 153.1771 | 0 | 0 | 0 | 0 | 0 | 0 | 0.019575 | 0
1992 | 153.1875 | 0 | 0 | 0 | 0 | 0 | 0 | -0.035235 | 0
1992 | 153.1979 | 0 | 0.007982 | 0 | 0 | 0 | 0 | 0.01566 | -5.6843e-14
1992 | 153.2083 | 0 | 0.007982 | 0 | 0 | 0 | 0 | 0.00783 | 0.003991
1992 | 153.2188 | 0.03915 | 0 | 0 | 0 | 0 | 0 | 0.011745 | 0.003991
1992 | 153.2292 | 0 | 0.007982 | 0 | 0 | 0 | 0 | 0.019575 | 0.011973
1992 | 153.2396 | 0 | 0 | 0 | 0 | 0 | 0 | 0.01566 | -0.003991
1992 | 153.25 | 0.05481 | 0 | 0 | 0 | 0 | 0 | 0.011745 | 0.007982
1992 | 153.2604 | 0 | 0 | 0 | 0 | 0 | 0 | 0 | 0.003991
1992 | 153.2708 | 0 | 0 | 0 | 0 | 0 | 0 | -0.011745 | 0.007982
1992 | 153.2813 | 0 | 0 | 0 | 0 | 0 | 0 | 0.011745 | 0.015964
1992 | 153.2917 | 0 | 0 | 0 | 0 | 0 | 0 | 0.02349 | 0.035919
1992 | 153.3021 | 0 | 0 | 0 | 0 | 0 | 0 | -0.02349 | 0.043901
1992 | 153.3125 | 0 | 0 | 0 | 0 | 0 | 0 | 0.066555 | 0.047892
1992 | 153.3229 | 0 | 0 | 0 | 0 | 0 | 0 | 0.03915 | 0.067847
1992 | 153.3333 | 0 | 0 | 0 | 0 | 0 | 0 | 0.003915 | 0.075829
1992 | 153.3438 | 0 | 0 | 0 | 0 | 0 | 0 | 0.090045 | 0.087802
1992 | 153.3542 | 0 | 0 | 0 | 0 | 0 | 0 | 0.0783 | 0.099775
1992 | 153.3646 | 0 | 0 | 0 | 0 | 0 | 0 | 0.050895 | 0.095784
1992 | 153.375 | 0 | 0 | 0 | 0 | 0 | 0 | 0.12528 | 0.12372
1992 | 153.3854 | 0 | 0 | 0 | 0 | 0 | 0 | 0.09396 | 0.10377
1992 | 153.3958 | 0 | 0 | 0 | 0 | 0 | 0 | 0.06264 | 0.12372
1992 | 153.4063 | 0 | 0 | 0 | 0 | 0 | 0 | 0.16834 | 0.12372
1992 | 153.4167 | 0 | 0 | 0 | 0 | 0 | 0 | 0.14877 | 0.12372
1992 | 153.4271 | 0 | 0 | 0 | 0 | 0 | 0 | 0.10179 | 0.11973
1992 | 153.4375 | 0 | 0 | 0 | 0 | 0 | 0 | 0.16834 | 0.10377
1992 | 153.4479 | 0 | 0 | 0 | 0 | 0 | 0 | 0.10962 | 0.075829
1992 | 153.4583 | 0 | 0 | 0 | 0 | 0 | 0 | 0.10179 | 0.091793
1992 | 153.4688 | 0 | 0 | 0 | 0 | 0 | 0 | 0.18401 | 0.10377
1992 | 153.4792 | 0 | 0 | 0 | 0 | 0 | 0 | 0.097875 | 0.067847
1992 | 153.4896 | 0 | 0 | 0 | 0 | 0 | 0 | 0.16834 | 0.087802
1992 | 153.5 | 0 | 0 | 0 | 0 | 0 | 0 | 0.13311 | 0.067847
1992 | 153.5104 | 0 | 0 | 0 | 0 | 0 | 0 | 0.13702 | 0.059865
1992 | 153.5208 | 0 | 0 | 0 | 0 | 0 | 0 | 0.10179 | 0.07982
1992 | 153.5313 | 0 | 0 | 0 | 0 | 0 | 0 | 0.19966 | 0.063856
1992 | 153.5417 | 0 | 0 | 0 | 0 | 0 | 0 | 0.12137 | 0.051883
1992 | 153.5521 | 0 | 0 | 0 | 0 | 0 | 0 | 0.1566 | 0.071838
1992 | 153.5625 | 0 | 0 | 0 | 0 | 0 | 0 | 0.184 | 0.075829
1992 | 153.5729 | 0 | 0 | 0 | 0 | 0 | 0 | 0.1057 | 0.055874
1992 | 153.5833 | 0 | 0 | 0 | 0 | 0 | 0 | 0.16835 | 0.059865
1992 | 153.5938 | 0 | 0 | 0 | 0 | 0 | 0 | 0.1566 | 0.051883
1992 | 153.6042 | 0 | 0 | 0 | 0 | 0 | 0 | 0.11354 | 0.051883
1992 | 153.6146 | 0 | 0 | 0 | 0 | 0 | 0 | 0.11354 | 0.051883
1992 | 153.625 | 0 | 0 | 0 | 0 | 0 | 0 | 0.1566 | 0.051883
1992 | 153.6354 | 0 | 0 | 0 | 0 | 0 | 0 | 0.10962 | 0.03991
1992 | 153.6458 | 0 | 0 | 0 | 0 | 0 | 0 | 0.10962 | 0.035919
1992 | 153.6562 | 0 | 0 | 0 | 0 | 0 | 0 | 0.14877 | 0.063856
1992 | 153.6667 | 0 | 0 | 0 | 0 | 0 | 0 | 0.11745 | 0.035919
1992 | 153.6771 | 0 | 0 | 0 | 0 | 0 | 0 | 0.16052 | 0.047892
1992 | 153.6875 | 0 | 0 | 0 | 0 | 0 | 0 | 0.07047 | 0.035919
1992 | 153.6979 | 0 | 0 | 0 | 0 | 0 | 0 | 0.10179 | 0.027937
1992 | 153.7083 | 0 | 0 | 0 | 0 | 0 | 0 | 0.07047 | 0.031928
1992 | 153.7187 | 0 | 0 | 0 | 0 | 0 | 0 | 0.05481 | 0.023946
1992 | 153.7292 | 0 | 0 | 0 | 0 | 0 | 0 | 0.11353 | 0.031928
1992 | 153.7396 | 0 | 0 | 0 | 0 | 0 | 0 | 0.058725 | 0.035919
1992 | 153.75 | 0 | 0 | 0 | 0 | 0 | 0 | 0.07047 | 0.027937
1992 | 153.7604 | 0 | 0 | 0 | 0 | 0 | 0 | 0.027405 | 0.019955
1992 | 153.7708 | 0 | 0 | 0 | 0 | 0 | 0 | 0.066555 | 0.015964
1992 | 153.7812 | 0 | 0 | 0 | 0 | 0 | 0 | 0.02349 | 0.015964
1992 | 153.7917 | 0 | 0 | 0 | 0 | 0 | 0 | 0.027405 | 0.007982
1992 | 153.8021 | 0 | 0 | 0 | 0 | 0 | 0 | -0.003915 | 0
1992 | 153.8125 | 0.00783 | 0.031928 | 0 | 0 | 0 | 0 | -0.011745 | 0
1992 | 153.8229 | 0 | 0 | 0 | 0 | 0 | 0 | 0.011745 | 0.007982
1992 | 153.8333 | 0 | 0 | 0 | 0 | 0 | 0 | -0.00783 | 0.019955
1992 | 153.8437 | 0 | 0 | 0 | 0 | 0 | 0 | 0.03132 | 0.011973
1992 | 153.8542 | 0 | 0 | 0 | 0 | 0 | 0 | 0.027405 | 0.003991
1992 | 153.8646 | 0 | 0 | 0 | 0 | 0 | 0 | 0.01566 | 0.015964
1992 | 153.875 | 0 | 0 | 0 | 0 | 0 | 0 | 0.003915 | 0.019955
1992 | 153.8854 | 0 | 0 | 0 | 0 | 0 | 0 | 0.03915 | 0.007982
1992 | 153.8958 | 0 | 0 | 0 | 0 | 0 | 0 | 0.027405 | 0.015964
1992 | 153.9062 | 0 | 0 | 0 | 0 | 0 | 0 | 0.003915 | 0.007982
1992 | 153.9167 | 0 | 0 | 0 | 0 | 0 | 0 | 0.00783 | 0.011973
1992 | 153.9271 | 0 | 0 | 0 | 0 | 0 | 0 | 0.03132 | 0.007982
1992 | 153.9375 | 0 | 0 | 0 | 0 | 0 | 0 | 0.019575 | -0.011973
1992 | 153.9479 | 0 | 0 | 0 | 0 | 0 | 0 | 0.011745 | 0.007982
1992 | 153.9583 | 0.01566 | 0.03991 | 0 | 0 | 0 | 0 | -0.003915 | 0.003991
1992 | 153.9687 | 0.04698 | 0 | 0 | 0 | 0 | 0 | 0.027405 | 0.011973
1992 | 153.9792 | 0 | 0 | 0 | 0 | 0 | 0 | 0.027405 | 0
1992 | 153.9896 | 0 | 0.007982 | 0 | 0 | 0 | 0 | -0.003915 | 0
1992 | 154 | 0 | 0.007982 | 0 | 0 | 0 | 0 | -1.1369e-13 | -5.6843e-14
1992 | 154.0104 | 0 | 0 | 0 | 0 | 0 | 0 | -0.027405 | -0.003991
1992 | 154.0208 | 0 | 0 | 0 | 0 | 0 | 0 | 0.02349 | 0
1992 | 154.0312 | 0 | 0.007982 | 0 | 0 | 0 | 0 | -0.00783 | 0.003991
1992 | 154.0417 | 0 | 0 | 0 | 0 | 0 | 0 | 0.011745 | 0.003991
1992 | 154.0521 | 0.02349 | 0 | 0 | 0 | 0 | 0 | 1.1369e-13 | -0.003991
1992 | 154.0625 | 0 | 0 | 0 | 0 | 0 | 0 | 0.01566 | 0
1992 | 154.0729 | 0 | 0 | 0 | 0 | 0 | 0 | 5.6843e-14 | 0
1992 | 154.0833 | 0.00783 | 0 | 0 | 0 | 0 | 0 | 0.00783 | 0
1992 | 154.0937 | 0.01566 | 0.007982 | 0 | 0 | 0 | 0 | -0.019575 | 0
1992 | 154.1042 | 0 | 0 | 0 | 0 | 0 | 0 | 0.03132 | 0.011973
1992 | 154.1146 | 0 | 0 | 0 | 0 | 0 | 0 | 0.011745 | 0.007982
1992 | 154.125 | 0 | 0 | 0 | 0 | 0 | 0 | 0.00783 | 0.007982
1992 | 154.1354 | 0 | 0 | 0 | 0 | 0 | 0 | 0.01566 | 0.007982
1992 | 154.1458 | 0.02349 | 0 | 0 | 0 | 0 | 0 | 0.00783 | 0.003991
1992 | 154.1562 | 0 | 0 | 0 | 0 | 0 | 0 | 0.02349 | 0.007982
1992 | 154.1667 | 0 | 0 | 0 | 0 | 0 | 0 | -0.003915 | 0.003991
1992 | 154.1771 | 0 | 0 | 0 | 0 | 0 | 0 | -0.003915 | -0.003991
1992 | 154.1875 | 0 | 0 | 0 | 0 | 0 | 0 | 0.019575 | 0.007982
1992 | 154.1979 | 0 | 0 | 0 | 0 | 0 | 0 | 0 | 0
1992 | 154.2083 | 0 | 0 | 0 | 0 | 0 | 0 | -0.019575 | -0.003991
1992 | 154.2187 | 0 | 0 | 0 | 0 | 0 | 0 | 0.011745 | 0.003991
1992 | 154.2292 | 0 | 0 | 0 | 0 | 0 | 0 | -0.003915 | -0.007982
1992 | 154.2396 | 0.00783 | 0 | 0 | 0 | 0 | 0 | 0.003915 | 0
1992 | 154.25 | 0 | 0.007982 | 0 | 0 | 0 | 0 | 0.003915 | 0.003991
1992 | 154.2604 | 0.02349 | 0 | 0 | 0 | 0 | 0 | 0.011745 | 0
1992 | 154.2708 | 0 | 0 | 0 | 0 | 0 | 0 | -0.003915 | 0
1992 | 154.2812 | 0 | 0 | 0 | 0 | 0 | 0 | 0.00783 | 0.011973
1992 | 154.2917 | 0 | 0 | 0 | 0 | 0 | 0 | 0.011745 | 0.015964
1992 | 154.3021 | 0 | 0 | 0 | 0 | 0 | 0 | 0.00783 | 0.019955
1992 | 154.3125 | 0 | 0 | 0 | 0 | 0 | 0 | 0.02349 | 0.023946
1992 | 154.3229 | 0 | 0 | 0 | 0 | 0 | 0 | 0.01566 | 0.035919
1992 | 154.3333 | 0 | 0 | 0 | 0 | 0 | 0 | 0.04698 | 0.035919
1992 | 154.3437 | 0 | 0 | 0 | 0 | 0 | 0 | 0.058725 | 0.027937
1992 | 154.3542 | 0 | 0 | 0 | 0 | 0 | 0 | 0.04698 | 0.023946
1992 | 154.3646 | 0 | 0 | 0 | 0 | 0 | 0 | 0.050895 | 0.027937
1992 | 154.375 | 0 | 0 | 0 | 0 | 0 | 0 | 0.058725 | 0.031928
1992 | 154.3854 | 0 | 0 | 0 | 0 | 0 | 0 | 0.074385 | 0.015964
1992 | 154.3958 | 0 | 0 | 0 | 0 | 0 | 0 | 0.0783 | 0.035919
1992 | 154.4062 | 0 | 0 | 0 | 0 | 0 | 0 | 0.090045 | 0.023946
1992 | 154.4167 | 0 | 0 | 0 | 0 | 0 | 0 | 0.097875 | 0.047892
1992 | 154.4271 | 0 | 0 | 0 | 0 | 0 | 0 | 0.066555 | 0.023946
1992 | 154.4375 | 0 | 0 | 0 | 0 | 0 | 0 | 0.12528 | 0.03991
1992 | 154.4479 | 0 | 0 | 0 | 0 | 0 | 0 | 0.14094 | 0.031928
1992 | 154.4583 | 0 | 0 | 0 | 0 | 0 | 0 | 0.11354 | 0.043901
1992 | 154.4687 | 0 | 0 | 0 | 0 | 0 | 0 | 0.13702 | 0.03991
1992 | 154.4792 | 0 | 0 | 0 | 0 | 0 | 0 | 0.09396 | 0.03991
1992 | 154.4896 | 0 | 0 | 0 | 0 | 0 | 0 | 0.1566 | 0.035919
1992 | 154.5 | 0 | 0 | 0 | 0 | 0 | 0 | 0.12919 | 0.031928
1992 | 154.5104 | 0 | 0 | 0 | 0 | 0 | 0 | 0.11354 | 0.043901
1992 | 154.5208 | 0 | 0 | 0 | 0 | 0 | 0 | 0.11745 | 0.043901
1992 | 154.5312 | 0 | 0 | 0 | 0 | 0 | 0 | 0.12136 | 0.047892
1992 | 154.5417 | 0 | 0 | 0 | 0 | 0 | 0 | 0.14486 | 0.031928
1992 | 154.5521 | 0 | 0 | 0 | 0 | 0 | 0 | 0.10962 | 0.03991
1992 | 154.5625 | 0 | 0 | 0 | 0 | 0 | 0 | 0.08613 | 0.027937
1992 | 154.5729 | 0 | 0 | 0 | 0 | 0 | 0 | 0.12919 | 0.043901
1992 | 154.5833 | 0 | 0 | 0 | 0 | 0 | 0 | 0.11354 | 0.031928
1992 | 154.5937 | 0 | 0 | 0 | 0 | 0 | 0 | 0.09396 | 0.031928
1992 | 154.6042 | 0 | 0 | 0 | 0 | 0 | 0 | 0.12137 | 0.027937
1992 | 154.6146 | 0 | 0 | 0 | 0 | 0 | 0 | 0.07047 | 0.019955
1992 | 154.625 | 0 | 0 | 0.24273 | 0.23946 | 0 | 0 | -0.003915 | 0
1992 | 154.6354 | 0 | 0 | 1.4172 | 1.5645 | 0 | 0 | 0.02349 | 0.011973
1992 | 154.6458 | 0.00783 | 0 | 0.26622 | 0.18359 | 0 | 0 | -0.00783 | 0.011973
1992 | 154.6562 | 0 | 0 | 0 | 0 | 0 | 0 | 0.10962 | 0.1317
1992 | 154.6667 | 0 | 0 | 0 | 0 | 0 | 0 | 0.043065 | 0.083811
1992 | 154.6771 | 0 | 0 | 0 | 0 | 0 | 0 | 0.00783 | 0.035919
1992 | 154.6875 | 0 | 0 | 0 | 0 | 0 | 0 | 0.12528 | 0.18758
1992 | 154.6979 | 0 | 0 | 0 | 0 | 0 | 0 | 0.13702 | 0.11574
1992 | 154.7083 | 0 | 0 | 0 | 0 | 0 | 0 | 0.10179 | 0.091793
1992 | 154.7187 | 0 | 0 | 0 | 0 | 0 | 0 | 0.08613 | 0.087802
1992 | 154.7292 | 0 | 0 | 0 | 0 | 0 | 0 | 0.035235 | 0.047892
1992 | 154.7396 | 0 | 0 | 0 | 0 | 0 | 0 | 0.05481 | 0.035919
1992 | 154.75 | 0 | 0 | 0 | 0 | 0 | 0 | 0.06264 | 0.047892
1992 | 154.7604 | 0 | 0 | 0 | 0 | 0 | 0 | 0.035235 | 0.047892
1992 | 154.7708 | 0 | 0 | 0 | 0 | 0 | 0 | 0.003915 | 0.011973
1992 | 154.7812 | 0 | 0 | 0 | 0 | 0 | 0 | 0.043065 | 0.019955
1992 | 154.7917 | 0 | 0 | 0 | 0 | 0 | 0 | 0.019575 | 0.023946
1992 | 154.8021 | 0 | 0 | 0 | 0 | 0 | 0 | 0.003915 | 0
1992 | 154.8125 | 0.05481 | 0 | 0 | 0 | 0 | 0 | 0.02349 | 0.007982
1992 | 154.8229 | 0 | 0 | 0 | 0 | 0 | 0 | 0.019575 | 0.007982
1992 | 154.8333 | 0 | 0 | 0 | 0 | 0 | 0 | 0.011745 | 0.007982
1992 | 154.8437 | 0 | 0 | 0 | 0 | 0 | 0 | -0.003915 | -0.003991
1992 | 154.8542 | 0 | 0 | 0 | 0 | 0 | 0 | 0.00783 | 0
1992 | 154.8646 | 0 | 0.007982 | 0 | 0 | 0 | 0 | -0.03915 | 0
1992 | 154.875 | 0 | 0 | 0 | 0 | 0 | 0 | 0.035235 | 0.003991
1992 | 154.8854 | 0 | 0 | 0 | 0 | 0 | 0 | -0.00783 | -0.003991
1992 | 154.8958 | 0 | 0.007982 | 0 | 0 | 0 | 0 | 0.00783 | 0
1992 | 154.9062 | 0 | 0 | 0 | 0 | 0 | 0 | -0.027405 | 0.003991
1992 | 154.9167 | 0 | 0 | 0 | 0 | 0 | 0 | 0.01566 | -0.003991
1992 | 154.9271 | 0 | 0.007982 | 0 | 0 | 0 | 0 | 0 | -0.003991
1992 | 154.9375 | 0.02349 | 0 | 0 | 0 | 0 | 0 | 0.011745 | 0.003991
1992 | 154.9479 | 0 | 0 | 0 | 0 | 0 | 0 | 0.019575 | 0
1992 | 154.9583 | 0 | 0 | 0 | 0 | 0 | 0 | -0.03132 | -0.003991
1992 | 154.9687 | 0 | 0 | 0 | 0 | 0 | 0 | 0.019575 | -0.007982
1992 | 154.9792 | 0 | 0 | 0 | 0 | 0 | 0 | -0.00783 | 0
1992 | 154.9896 | 0 | 0.007982 | 0 | 0 | 0 | 0 | 0.00783 | 0.003991
1992 | 155 | 0.03915 | 0 | 0 | 0 | 0 | 0 | 0.01566 | 0
1992 | 155.0104 | 0 | 0.007982 | 0 | 0 | 0 | 0 | 0.01566 | -5.6843e-14
1992 | 155.0208 | 0 | 0 | 0 | 0 | 0 | 0 | -0.011745 | -5.6843e-14
1992 | 155.0312 | 0.00783 | 0.007982 | 0 | 0 | 0 | 0 | 0.01566 | 0
1992 | 155.0417 | 0 | 0.007982 | 0 | 0 | 0 | 0 | -0.00783 | 0
1992 | 155.0521 | 0.04698 | 0.007982 | 0 | 0 | 0 | 0 | 0.003915 | 0
1992 | 155.0625 | 0 | 0 | 0 | 0 | 0 | 0 | 0.02349 | 0.003991
1992 | 155.0729 | 0.00783 | 0.007982 | 0 | 0 | 0 | 0 | 0.00783 | -0.003991
1992 | 155.0833 | 0.01566 | 0.007982 | 0 | 0 | 0 | 0 | 0.00783 | -5.6843e-14
1992 | 155.0937 | 0 | 0 | 0 | 0 | 0 | 0 | 0.011745 | -0.003991
1992 | 155.1042 | 0.03915 | 0.007982 | 0 | 0 | 0 | 0 | 1.1369e-13 | 0.003991
1992 | 155.1146 | 0 | 0.007982 | 0 | 0 | 0 | 0 | 0 | 0
1992 | 155.125 | 0 | 0 | 0 | 0 | 0 | 0 | 0.003915 | 0
1992 | 155.1354 | 0 | 0 | 0 | 0 | 0 | 0 | 0 | 0
1992 | 155.1458 | 0 | 0.007982 | 0 | 0 | 0 | 0 | 0 | -5.6843e-14
1992 | 155.1562 | 0 | 0.007982 | 0 | 0 | 0 | 0 | 0 | -5.6843e-14
1992 | 155.1667 | 0 | 0.007982 | 0 | 0 | 0 | 0 | -0.019575 | 0
1992 | 155.1771 | 0 | 0 | 0 | 0 | 0 | 0 | -0.003915 | 0
1992 | 155.1875 | 0.00783 | 0.007982 | 0 | 0 | 0 | 0 | -0.003915 | 0
1992 | 155.1979 | 0 | 0 | 0 | 0 | 0 | 0 | 0.00783 | -0.007982
1992 | 155.2083 | 0 | 0 | 0 | 0 | 0 | 0 | -0.003915 | -0.003991
1992 | 155.2187 | 0 | 0 | 0 | 0 | 0 | 0 | -0.027405 | 0
1992 | 155.2292 | 0 | 0 | 0 | 0 | 0 | 0 | 0.00783 | 0.003991
1992 | 155.2396 | 0 | 0 | 0 | 0 | 0 | 0 | 0.00783 | 0
1992 | 155.25 | 0 | 0 | 0 | 0 | 0 | 0 | -0.003915 | 0.003991
1992 | 155.2604 | 0 | 0 | 0 | 0 | 0 | 0 | -0.003915 | 0.011973
1992 | 155.2708 | 0 | 0 | 0 | 0 | 0 | 0 | 0.01566 | 0.007982
1992 | 155.2812 | 0 | 0 | 0 | 0 | 0 | 0 | 0.011745 | 0.007982
1992 | 155.2917 | 0 | 0 | 0 | 0 | 0 | 0 | -0.00783 | 0.011973
1992 | 155.3021 | 0 | 0 | 0 | 0 | 0 | 0 | 0.00783 | 0.027937
1992 | 155.3125 | 0 | 0 | 0 | 0 | 0 | 0 | 0.03915 | 0.035919
1992 | 155.3229 | 0 | 0 | 0 | 0 | 0 | 0 | 0.027405 | 0.043901
1992 | 155.3333 | 0 | 0 | 0 | 0 | 0 | 0 | 0.03915 | 0.047892
1992 | 155.3437 | 0 | 0 | 0 | 0 | 0 | 0 | 0.00783 | 0.047892
1992 | 155.3542 | 0 | 0 | 0 | 0 | 0 | 0 | 0.090045 | 0.051883
1992 | 155.3646 | 0 | 0 | 0 | 0 | 0 | 0 | 0.066555 | 0.051883
1992 | 155.375 | 0 | 0 | 0 | 0 | 0 | 0 | 0.07047 | 0.055874
1992 | 155.3854 | 0 | 0 | 0 | 0 | 0 | 0 | 0.090045 | 0.047892
1992 | 155.3958 | 0 | 0 | 0 | 0 | 0 | 0 | 0.058725 | 0.03991
1992 | 155.4062 | 0 | 0 | 0 | 0 | 0 | 0 | 0.11745 | 0.051883
1992 | 155.4167 | 0 | 0 | 0 | 0 | 0 | 0 | 0.10962 | 0.035919
1992 | 155.4271 | 0 | 0 | 0 | 0 | 0 | 0 | 0.09396 | 0.03991
1992 | 155.4375 | 0 | 0 | 0 | 0 | 0 | 0 | 0.1057 | 0.03991
1992 | 155.4479 | 0 | 0 | 0 | 0 | 0 | 0 | 0.12528 | 0.047892
1992 | 155.4583 | 0 | 0 | 0 | 0 | 0 | 0 | 0.082215 | 0.027937
1992 | 155.4687 | 0 | 0 | 0 | 0 | 0 | 0 | 0.16835 | 0.031928
1992 | 155.4792 | 0 | 0 | 0 | 0 | 0 | 0 | 0.11745 | 0.047892
1992 | 155.4896 | 0 | 0 | 0 | 0 | 0 | 0 | 0.13311 | 0.047892
1992 | 155.5 | 0 | 0 | 0 | 0 | 0 | 0 | 0.14486 | 0.031928
1992 | 155.5104 | 0 | 0 | 0 | 0 | 0 | 0 | 0.10179 | 0.051883
1992 | 155.5208 | 0 | 0 | 0 | 0 | 0 | 0 | 0.16051 | 0.031928
1992 | 155.5312 | 0 | 0 | 0 | 0 | 0 | 0 | 0.16443 | 0.051883
1992 | 155.5417 | 0 | 0 | 0 | 0 | 0 | 0 | 0.14877 | 0.043901
1992 | 155.5521 | 0 | 0 | 0 | 0 | 0 | 0 | 0.1292 | 0.043901
1992 | 155.5625 | 0 | 0 | 0 | 0 | 0 | 0 | 0.18009 | 0.055874
1992 | 155.5729 | 0 | 0 | 0 | 0 | 0 | 0 | 0.14094 | 0.03991
1992 | 155.5833 | 0 | 0 | 0 | 0 | 0 | 0 | 0.16835 | 0.043901
1992 | 155.5937 | 0 | 0 | 0 | 0 | 0 | 0 | 0.14486 | 0.035919
1992 | 155.6042 | 0 | 0 | 0 | 0 | 0 | 0 | 0.15268 | 0.047892
1992 | 155.6146 | 0 | 0 | 0 | 0 | 0 | 0 | 0.16052 | 0.031928
1992 | 155.625 | 0 | 0 | 0 | 0 | 0 | 0 | 0.15268 | 0.047892
1992 | 155.6354 | 0 | 0 | 0 | 0 | 0 | 0 | 0.14486 | 0.023946
1992 | 155.6458 | 0 | 0 | 0 | 0 | 0 | 0 | 0.14485 | 0.03991
1992 | 155.6562 | 0 | 0 | 0 | 0 | 0 | 0 | 0.12528 | 0.035919
1992 | 155.6667 | 0 | 0 | 0 | 0 | 0 | 0 | 0.14094 | 0.035919
1992 | 155.6771 | 0 | 0 | 0 | 0 | 0 | 0 | 0.11354 | 0.011973
1992 | 155.6875 | 0 | 0 | 0 | 0 | 0 | 0 | 0.13311 | 0.031928
1992 | 155.6979 | 0 | 0 | 0 | 0 | 0 | 0 | 0.10179 | 0.027937
1992 | 155.7083 | 0 | 0 | 0 | 0 | 0 | 0 | 0.11745 | 0.027937
1992 | 155.7187 | 0 | 0 | 0 | 0 | 0 | 0 | 0.1057 | 0.015964
1992 | 155.7292 | 0 | 0 | 0 | 0 | 0 | 0 | 0.07047 | 0.023946
1992 | 155.7396 | 0 | 0 | 0 | 0 | 0 | 0 | 0.0783 | 0.027937
1992 | 155.75 | 0 | 0 | 0 | 0 | 0 | 0 | 0.050895 | 0.011973
1992 | 155.7604 | 0 | 0 | 0 | 0 | 0 | 0 | 0.066555 | 0.015964
1992 | 155.7708 | 0 | 0 | 0 | 0 | 0 | 0 | 0.05481 | 0.019955
1992 | 155.7812 | 0 | 0 | 0 | 0 | 0 | 0 | 0.03132 | 0.007982
1992 | 155.7917 | 0 | 0 | 0 | 0 | 0 | 0 | 0.01566 | 0.011973
1992 | 155.8021 | 0 | 0 | 0 | 0 | 0 | 0 | 0.019575 | 0.011973
1992 | 155.8125 | 0 | 0 | 0 | 0 | 0 | 0 | 0.019575 | 0
1992 | 155.8229 | 0 | 0 | 0 | 0 | 0 | 0 | 0.02349 | 0.011973
1992 | 155.8333 | 0.00783 | 0.007982 | 0 | 0 | 0 | 0 | 5.6843e-14 | 0.003991
1992 | 155.8437 | 0 | 0 | 0 | 0 | 0 | 0 | 0.003915 | 0.003991
1992 | 155.8542 | 0 | 0 | 0 | 0 | 0 | 0 | 0.011745 | 0
1992 | 155.8646 | 0 | 0 | 0 | 0 | 0 | 0 | -0.011745 | -0.011973
1992 | 155.875 | 0 | 0.007982 | 0 | 0 | 0 | 0 | 0.011745 | 0.007982
1992 | 155.8854 | 0 | 0 | 0 | 0 | 0 | 0 | -0.02349 | 0
1992 | 155.8958 | 0 | 0 | 0 | 0 | 0 | 0 | 0.03915 | 0.007982
1992 | 155.9062 | 0 | 0 | 0 | 0 | 0 | 0 | -0.003915 | 0.007982
1992 | 155.9167 | 0 | 0 | 0 | 0 | 0 | 0 | 0.011745 | 0
1992 | 155.9271 | 0 | 0.007982 | 0 | 0 | 0 | 0 | 0.003915 | 0.003991
1992 | 155.9375 | 0.03132 | 0 | 0 | 0 | 0 | 0 | 0.003915 | 0.003991
1992 | 155.9479 | 0 | 0 | 0 | 0 | 0 | 0 | 0.003915 | -0.007982
1992 | 155.9583 | 0 | 0 | 0 | 0 | 0 | 0 | 0.011745 | 0
1992 | 155.9687 | 0 | 0 | 0 | 0 | 0 | 0 | 0.00783 | 0.003991
1992 | 155.9792 | 0 | 0.007982 | 0 | 0 | 0 | 0 | -0.019575 | 0.003991
1992 | 155.9896 | 0 | 0 | 0 | 0 | 0 | 0 | 0.00783 | 0.003991
1992 | 156 | 0 | 0.015964 | 0 | 0 | 0 | 0 | 0.003915 | 0
1992 | 156.0104 | 0.01566 | 0 | 0 | 0 | 0 | 0 | 0.011745 | 0
1992 | 156.0208 | 0.00783 | 0.007982 | 0 | 0 | 0 | 0 | -0.011745 | 5.6843e-14
1992 | 156.0312 | 0.02349 | 0.007982 | 0 | 0 | 0 | 0 | 0.019575 | 0.003991
1992 | 156.0417 | 0 | 0 | 0 | 0 | 0 | 0 | 0.003915 | -0.007982
1992 | 156.0521 | 0 | 0.007982 | 0 | 0 | 0 | 0 | -0.00783 | 0.003991
1992 | 156.0625 | 0 | 0 | 0 | 0 | 0 | 0 | 0.003915 | 0
1992 | 156.0729 | 0 | 0.007982 | 0 | 0 | 0 | 0 | -0.019575 | 0
1992 | 156.0833 | 0 | 0 | 0 | 0 | 0 | 0 | -0.00783 | -0.003991
1992 | 156.0937 | 0.00783 | 0 | 0 | 0 | 0 | 0 | 0.003915 | -0.003991
1992 | 156.1042 | 0 | 0 | 0 | 0 | 0 | 0 | -0.003915 | 0.003991
1992 | 156.1146 | 0 | 0 | 0 | 0 | 0 | 0 | -0.01566 | 0
1992 | 156.125 | 0 | 0 | 0 | 0 | 0 | 0 | 0.003915 | -0.003991
1992 | 156.1354 | 0 | 0 | 0 | 0 | 0 | 0 | 0 | 0
1992 | 156.1458 | 0 | 0 | 0 | 0 | 0 | 0 | 0 | -0.003991
1992 | 156.1562 | 0 | 0.007982 | 0 | 0 | 0 | 0 | -0.00783 | 0.007982
1992 | 156.1667 | 0 | 0 | 0 | 0 | 0 | 0 | -0.019575 | -0.007982
1992 | 156.1771 | 0 | 0.007982 | 0 | 0 | 0 | 0 | 0.019575 | 0.003991
1992 | 156.1875 | 0 | 0 | 0 | 0 | 0 | 0 | -0.01566 | 0
1992 | 156.1979 | 0 | 0.007982 | 0 | 0 | 0 | 0 | 0 | 0
1992 | 156.2083 | 0 | 0.007982 | 0 | 0 | 0 | 0 | 0 | 0
1992 | 156.2187 | 0.03132 | 0.007982 | 0 | 0 | 0 | 0 | 0.011745 | -5.6843e-14
1992 | 156.2292 | 0 | 0.007982 | 0 | 0 | 0 | 0 | 0.003915 | -5.6843e-14
1992 | 156.2396 | 0 | 0 | 0 | 0 | 0 | 0 | 0.00783 | -0.011973
1992 | 156.25 | 0.00783 | 0.007982 | 0 | 0 | 0 | 0 | -0.011745 | 0.003991
1992 | 156.2604 | 0.00783 | 0 | 0 | 0 | 0 | 0 | 0.00783 | 0
1992 | 156.2708 | 0 | 0 | 0 | 0 | 0 | 0 | -0.019575 | 0.003991
1992 | 156.2812 | 0 | 0 | 0 | 0 | 0 | 0 | 0.00783 | 0.003991
1992 | 156.2917 | 0 | 0 | 0 | 0 | 0 | 0 | 0.003915 | 0.023946
1992 | 156.3021 | 0 | 0 | 0 | 0 | 0 | 0 | 0.01566 | 0.019955
1992 | 156.3125 | 0 | 0 | 0 | 0 | 0 | 0 | 0.00783 | 0.023946
1992 | 156.3229 | 0 | 0 | 0 | 0 | 0 | 0 | 0.01566 | 0.03991
1992 | 156.3333 | 0 | 0 | 0 | 0 | 0 | 0 | 0.058725 | 0.027937
1992 | 156.3437 | 0 | 0 | 0 | 0 | 0 | 0 | 0.06264 | 0.043901
1992 | 156.3542 | 0 | 0 | 0 | 0 | 0 | 0 | 0.074385 | 0.019955
1992 | 156.3646 | 0 | 0 | 0 | 0 | 0 | 0 | 0.090045 | 0.047892
1992 | 156.375 | 0 | 0 | 0 | 0 | 0 | 0 | 0.0783 | 0.019955
1992 | 156.3854 | 0 | 0 | 0 | 0 | 0 | 0 | 0.043065 | 0.015964
1992 | 156.3958 | 0 | 0 | 0 | 0 | 0 | 0 | 0.082215 | 0.007982
1992 | 156.4062 | 0 | 0 | 0 | 0 | 0 | 0 | 0.097875 | 0.027937
1992 | 156.4167 | 0 | 0 | 0 | 0 | 0 | 0 | 0.027405 | 0.011973
1992 | 156.4271 | 0 | 0 | 0 | 0 | 0 | 0 | 0.11745 | 0.027937
1992 | 156.4375 | 0 | 0 | 0 | 0 | 0 | 0 | 0.097875 | 0.031928
1992 | 156.4479 | 0 | 0 | 0 | 0 | 0 | 0 | 0.097875 | 0.027937
1992 | 156.4583 | 0 | 0 | 0 | 0 | 0 | 0 | 0.11354 | 0.019955
1992 | 156.4687 | 0 | 0 | 0 | 0 | 0 | 0 | 0.12528 | 0.031928
1992 | 156.4792 | 0 | 0 | 0 | 0 | 0 | 0 | 0.14094 | 0.035919
1992 | 156.4896 | 0 | 0 | 0 | 0 | 0 | 0 | 0.13311 | 0.035919
1992 | 156.5 | 0 | 0 | 0 | 0 | 0 | 0 | 0.12919 | 0.031928
1992 | 156.5104 | 0 | 0 | 0 | 0 | 0 | 0 | 0.12137 | 0.027937
1992 | 156.5208 | 0 | 0 | 0 | 0 | 0 | 0 | 0.097875 | 0.031928
1992 | 156.5312 | 0 | 0 | 0 | 0 | 0 | 0 | 0.22707 | -0.023946
1992 | 156.5417 | 0 | 0 | 0 | 0 | 0 | 0 | 0.17226 | 0.091793
1992 | 156.5521 | 0 | 0 | 0 | 0 | 0 | 0 | 0.12919 | 0.031928
1992 | 156.5625 | 0 | 0 | 0 | 0 | 0 | 0 | 0.14486 | 0.035919
1992 | 156.5729 | 0 | 0 | 0 | 0 | 0 | 0 | 0.12919 | 0.035919
1992 | 156.5833 | 0 | 0 | 0 | 0 | 0 | 0 | 0.16052 | 0.031928
1992 | 156.5937 | 0 | 0 | 0 | 0 | 0 | 0 | 0.11745 | 0.027937
1992 | 156.6042 | 0 | 0 | 0 | 0 | 0 | 0 | 0.15268 | 0.035919
1992 | 156.6146 | 0 | 0 | 0 | 0 | 0 | 0 | 0.15269 | 0.035919
1992 | 156.625 | 0 | 0 | 0 | 0 | 0 | 0 | 0.13702 | 0.027937
1992 | 156.6354 | 0 | 0 | 0 | 0 | 0 | 0 | 0.16443 | 0.027937
1992 | 156.6458 | 0 | 0 | 0 | 0 | 0 | 0 | 0.12919 | 0.023946
1992 | 156.6562 | 0 | 0 | 0 | 0 | 0 | 0 | 0.13311 | 0.031928
1992 | 156.6667 | 0 | 0 | 0 | 0 | 0 | 0 | 0.1292 | 0.015964
1992 | 156.6771 | 0 | 0 | 0 | 0 | 0 | 0 | 0.10962 | 0.027937
1992 | 156.6875 | 0 | 0 | 0 | 0 | 0 | 0 | 0.13702 | 0.023946
1992 | 156.6979 | 0 | 0 | 0 | 0 | 0 | 0 | 0.12919 | 0.023946
1992 | 156.7083 | 0 | 0 | 0 | 0 | 0 | 0 | 0.10571 | 0.019955
1992 | 156.7187 | 0 | 0 | 0 | 0 | 0 | 0 | 0.12528 | 0.019955
1992 | 156.7292 | 0 | 0 | 0 | 0 | 0 | 0 | 0.10179 | 0.023946
1992 | 156.7396 | 0 | 0 | 0 | 0 | 0 | 0 | 0.1292 | 0.023946
1992 | 156.75 | 0 | 0 | 0 | 0 | 0 | 0 | 0.08613 | 0.015964
1992 | 156.7604 | 0 | 0 | 0 | 0 | 0 | 0 | 0.0783 | 0.015964
1992 | 156.7708 | 0 | 0 | 0 | 0 | 0 | 0 | 0.066555 | 0.007982
1992 | 156.7812 | 0 | 0 | 0 | 0 | 0 | 0 | 0.050895 | 0.007982
1992 | 156.7917 | 0 | 0 | 0 | 0 | 0 | 0 | 0.0783 | 0.011973
1992 | 156.8021 | 0 | 0 | 0 | 0 | 0 | 0 | 0.01566 | 0.019955
1992 | 156.8125 | 0 | 0.007982 | 0 | 0 | 0 | 0 | 0.03915 | 0
1992 | 156.8229 | 0 | 0 | 0 | 0 | 0 | 0 | 0.06264 | 0.015964
1992 | 156.8333 | 0 | 0 | 0 | 0 | 0 | 0 | -0.011745 | 0
1992 | 156.8437 | 0 | 0 | 0 | 0 | 0 | 0 | 0.04698 | 0.003991
1992 | 156.8542 | 0 | 0 | 0 | 0 | 0 | 0 | 0.02349 | 0.011973
1992 | 156.8646 | 0 | 0 | 0 | 0 | 0 | 0 | 0.043065 | 0
1992 | 156.875 | 0 | 0 | 0 | 0 | 0 | 0 | 0.011745 | 0.011973
1992 | 156.8854 | 0 | 0 | 0 | 0 | 0 | 0 | 0.027405 | -0.003991
1992 | 156.8958 | 0 | 0.007982 | 0 | 0 | 0 | 0 | -0.027405 | 0.011973
1992 | 156.9062 | 0 | 0 | 0 | 0 | 0 | 0 | 0.03132 | -0.003991
1992 | 156.9167 | 0 | 0 | 0 | 0 | 0 | 0 | 0.011745 | 0.003991
1992 | 156.9271 | 0 | 0 | 0 | 0 | 0 | 0 | 0.00783 | 0.003991
1992 | 156.9375 | 0 | 0 | 0 | 0 | 0 | 0 | 0.03915 | 0.007982
1992 | 156.9479 | 0 | 0 | 0 | 0 | 0 | 0 | 0.01566 | 0
1992 | 156.9583 | 0 | 0 | 0 | 0 | 0 | 0 | 0 | 0.011973
1992 | 156.9687 | 0 | 0 | 0 | 0 | 0 | 0 | 0.011745 | 0
1992 | 156.9792 | 0 | 0 | 0 | 0 | 0 | 0 | 0.019575 | 0
1992 | 156.9896 | 0 | 0 | 0 | 0 | 0 | 0 | 0 | 0
1992 | 157 | 0 | 0 | 0 | 0 | 0 | 0 | 0.003915 | 0.007982
1992 | 157.0104 | 0 | 0 | 0 | 0 | 0 | 0 | 0.074385 | -0.007982
1992 | 157.0208 | 0.01566 | 0.007982 | 0 | 0 | 0 | 0 | -0.02349 | -0.003991
1992 | 157.0312 | 0.00783 | 0.007982 | 0 | 0 | 0 | 0 | 0 | -0.007982
1992 | 157.0417 | 0 | 0 | 6.8356 | 7.4712 | 0 | 0 | 0 | 0
1992 | 157.0521 | 0 | #N/A | 5.0112 | #N/A | 0 | 0 | -1.1369e-13 | #N/A
1992 | 157.0625 | 0 | #N/A | 6.17 | #N/A | 0 | 0 | 0 | #N/A
1992 | 157.0729 | 0 | #N/A | 2.0045 | #N/A | 0 | 0 | 1.1369e-13 | #N/A
1992 | 157.0833 | 0 | #N/A | 0.32103 | #N/A | 0 | 0 | -1.1369e-13 | #N/A
1992 | 157.0937 | 0 | #N/A | 0.06264 | #N/A | 0 | 0 | -0.02349 | #N/A
1992 | 157.1042 | 0 | #N/A | 0.2349 | #N/A | 0 | 0 | 0.05481 | #N/A
1992 | 157.1146 | 0 | #N/A | 0.0783 | #N/A | 0 | 0 | 0.03915 | #N/A
1992 | 157.125 | 0.03132 | #N/A | 0.03915 | #N/A | 0 | 0 | 0.00783 | #N/A
1992 | 157.1354 | 0 | #N/A | 0.13311 | #N/A | 0 | 0 | 1.1369e-13 | #N/A
1992 | 157.1458 | 0.00783 | #N/A | 0.04698 | #N/A | 0 | 0 | 0.04698 | #N/A
1992 | 157.1562 | 0 | #N/A | 0.14877 | #N/A | 0 | 0 | 0.10962 | #N/A
1992 | 157.1667 | 0 | #N/A | 0 | #N/A | 0 | 0 | 0.011745 | #N/A
1992 | 157.1771 | 0 | #N/A | 0 | #N/A | 0 | 0 | -0.035235 | #N/A
1992 | 157.1875 | 0 | #N/A | 0 | #N/A | 0 | 0 | 0.00783 | #N/A
1992 | 157.1979 | 0.04698 | #N/A | 0 | #N/A | 0 | 0 | 0.03915 | #N/A
1992 | 157.2083 | 0 | #N/A | 0 | #N/A | 0 | 0 | -0.00783 | #N/A
1992 | 157.2187 | 0 | #N/A | 0 | #N/A | 0 | 0 | 0.02349 | #N/A
1992 | 157.2292 | 0 | #N/A | 0 | #N/A | 0 | 0 | 0.00783 | #N/A
1992 | 157.2396 | 0 | #N/A | 0 | #N/A | 0 | 0 | -0.03915 | #N/A
1992 | 157.25 | 0 | #N/A | 0 | #N/A | 0 | 0 | 0.019575 | #N/A
1992 | 157.2604 | 0 | #N/A | 0 | #N/A | 0 | 0 | -0.019575 | #N/A
1992 | 157.2708 | 0 | #N/A | 0 | #N/A | 0 | 0 | -0.027405 | #N/A
1992 | 157.2812 | 0 | #N/A | 0 | #N/A | 0 | 0 | 0.043065 | #N/A
1992 | 157.2917 | 0.01566 | #N/A | 0 | #N/A | 0 | 0 | -0.019575 | #N/A
1992 | 157.3021 | 0 | #N/A | 0 | #N/A | 0 | 0 | 0.03915 | #N/A
1992 | 157.3125 | 0 | #N/A | 0 | #N/A | 0 | 0 | 0.050895 | #N/A
1992 | 157.3229 | 0 | #N/A | 0 | #N/A | 0 | 0 | 0.13311 | #N/A
1992 | 157.3333 | 0 | #N/A | 0 | #N/A | 0 | 0 | -0.058725 | #N/A
1992 | 157.3437 | 0 | 0 | 0 | 13.1464 | 0 | 0 | 0.043065 | #N/A
1992 | 157.3542 | 0 | 0 | 0 | 0 | 0 | 0 | 0.12528 | 0.12444
1992 | 157.3646 | 0 | 0 | 0 | 0 | 0 | 0 | 0.043065 | 0.10776
1992 | 157.375 | 0 | 0 | 0 | 0 | 0 | 0 | 0.12137 | 0.11973
1992 | 157.3854 | 0 | 0 | 0 | 0 | 0 | 0 | 0.097875 | 0.15166
1992 | 157.3958 | 0 | 0 | 0 | 0 | 0 | 0 | 0.12136 | 0.12372
1992 | 157.4062 | 0 | 0 | 0 | 0 | 0 | 0 | 0.14094 | 0.13569
1992 | 157.4167 | 0 | 0 | 0 | 0 | 0 | 0 | 0.16834 | 0.13968
1992 | 157.4271 | 0 | 0 | 0 | 0 | 0 | 0 | 0.10179 | 0.11574
1992 | 157.4375 | 0 | 0 | 0 | 0 | 0 | 0 | 0.18401 | 0.10377
1992 | 157.4479 | 0 | 0 | 0 | 0 | 0 | 0 | 0.16052 | 0.083811
1992 | 157.4583 | 0 | 0 | 0 | 0 | 0 | 0 | 0.13311 | 0.087802
1992 | 157.4687 | 0 | 0 | 0 | 0 | 0 | 0 | 0.16443 | 0.071838
1992 | 157.4792 | 0 | 0 | 0 | 0 | 0 | 0 | 0.16443 | 0.071838
1992 | 157.4896 | 0 | 0 | 0 | 0 | 0 | 0 | 0.10571 | 0.067847
1992 | 157.5 | 0 | 0 | 0 | 0 | 0 | 0 | 0.19575 | 0.051883
1992 | 157.5104 | 0 | 0 | 0 | 0 | 0 | 0 | 0.19575 | 0.063856
1992 | 157.5208 | 0 | 0 | 0 | 0 | 0 | 0 | 0.13311 | 0.043901
1992 | 157.5312 | 0 | 0 | 0 | 0 | 0 | 0 | 0.19184 | 0.055874
1992 | 157.5417 | 0 | 0 | 0 | 0 | 0 | 0 | 0.17618 | 0.03991
1992 | 157.5521 | 0 | 0 | 0 | 0 | 0 | 0 | 0.16835 | 0.055874
1992 | 157.5625 | 0 | 0 | 0 | 0 | 0 | 0 | 0.13702 | 0.055874
1992 | 157.5729 | 0 | 0 | 0 | 0 | 0 | 0 | 0.20749 | 0.031928
1992 | 157.5833 | 0 | 0 | 0 | 0 | 0 | 0 | 0.18792 | 0.047892
1992 | 157.5937 | 0 | 0 | 0 | 0 | 0 | 0 | 0.16051 | 0.035919
1992 | 157.6042 | 0 | 0 | 0 | 0 | 0 | 0 | 0.14094 | 0.035919
1992 | 157.6146 | 0 | 0 | 0 | 0 | 0 | 0 | 0.26231 | 0.03991
1992 | 157.625 | 0 | 0 | 0 | 0 | 0 | 0 | 0.15268 | 0.031928
1992 | 157.6354 | 0 | 0 | 0 | 0 | 0 | 0 | 0.11745 | 0.035919
1992 | 157.6458 | 0 | 0 | 0 | 0 | 0 | 0 | 0.21533 | 0.019955
1992 | 157.6562 | 0 | 0 | 0 | 0 | 0 | 0 | 0.17618 | 0.03991
1992 | 157.6667 | 0 | 0 | 0 | 0 | 0 | 0 | 0.12528 | 0.027937
1992 | 157.6771 | 0 | 0 | 0 | 0 | 0 | 0 | 0.18401 | 0.023946
1992 | 157.6875 | 0 | 0 | 0 | 0 | 0 | 0 | 0.14877 | 0.027937
1992 | 157.6979 | 0 | 0 | 0 | 0 | 0 | 0 | 0.11745 | 0.023946
1992 | 157.7083 | 0 | 0 | 0 | 0 | 0 | 0 | 0.1566 | 0.019955
1992 | 157.7187 | 0 | 0 | 0 | 0 | 0 | 0 | 0.10962 | 0.015964
1992 | 157.7292 | 0 | 0 | 0 | 0 | 0 | 0 | 0.074385 | 0.019955
1992 | 157.7396 | 0 | 0.007982 | 0 | 0 | 0 | 0 | 0.027405 | 0.003991
1992 | 157.75 | 0 | 0 | 0 | 0 | 0 | 0 | 0.03915 | 0.007982
1992 | 157.7604 | 0 | 0 | 0.61857 | 0.47892 | 0 | 0 | 0.011745 | -0.007982
1992 | 157.7708 | 0 | 0 | 0.92394 | 0.69443 | 0 | 0 | 0.01566 | 0.083811
1992 | 157.7812 | 0 | 0 | 0 | 0 | 0 | 0 | 0.11745 | 0.07982
1992 | 157.7917 | 0 | 0 | 0 | 0 | 0 | 0 | 0.04698 | 0.047892
1992 | 157.8021 | 0 | 0 | 0 | 0 | 0 | 0 | -0.01566 | 0.031928
1992 | 157.8125 | 0 | 0 | 0 | 0 | 0 | 0 | 0.058725 | 0.027937
1992 | 157.8229 | 0 | 0 | 0 | 0 | 0 | 0 | 0.011745 | 0.055874
1992 | 157.8333 | 0 | 0 | 0 | 0 | 0 | 0 | 0.019575 | 0.023946
1992 | 157.8437 | 0.00783 | 0 | 0 | 0 | 0 | 0 | 0.003915 | 0.015964
1992 | 157.8542 | 0 | 0 | 0 | 0 | 0 | 0 | 0.01566 | 0.003991
1992 | 157.8646 | 0 | 0.015964 | 0 | 0 | 0 | 0 | 0.01566 | 0.011973
1992 | 157.875 | 0.04698 | 0 | 0 | 0 | 0 | 0 | 0.011745 | 0.007982
1992 | 157.8854 | 0 | 0 | 0 | 0 | 0 | 0 | -0.00783 | 0.003991
1992 | 157.8958 | 0 | 0 | 0 | 0 | 0 | 0 | 0.03132 | 0.035919
1992 | 157.9062 | 0 | 0 | 0.07047 | 0 | 0 | 0 | 5.6843e-14 | 0.015964
1992 | 157.9167 | 0 | 0 | 0 | 0 | 0 | 0 | 0.08613 | 0.023946
1992 | 157.9271 | 0 | 0 | 0 | 0 | 0 | 0 | 0.00783 | 0.015964
1992 | 157.9375 | 0 | 0 | 0 | 0 | 0 | 0 | 0.019575 | 0.011973
1992 | 157.9479 | 0 | 0 | 0 | 0 | 0 | 0 | -0.027405 | 0.015964
1992 | 157.9583 | 0 | 0 | 0 | 0 | 0 | 0 | 0.019575 | -0.003991
1992 | 157.9687 | 0 | 0 | 0 | 0 | 0 | 0 | 0.02349 | 0.007982
1992 | 157.9792 | 0.04698 | 0 | 0 | 0 | 0 | 0 | 0.00783 | -5.6843e-14
1992 | 157.9896 | 0 | 0.007982 | 0 | 0 | 0 | 0 | 0.02349 | 0.003991
1992 | 158 | 0 | 0 | 0 | 0 | 0 | 0 | 0.01566 | -0.003991
1992 | 158.0104 | 0 | 0 | 0 | 0 | 0 | 0 | -0.043065 | 0.003991
1992 | 158.0208 | 0 | 0 | 0 | 0 | 0 | 0 | 0 | 0
1992 | 158.0312 | 0 | 0 | 0 | 0 | 0 | 0 | 0.019575 | 0.031928
1992 | 158.0417 | 0 | 0 | 0 | 0 | 0 | 0 | 0.05481 | -0.003991
1992 | 158.0521 | 0 | 0.015964 | 0.0783 | 0 | 0 | 0 | 0.011745 | 0.003991
1992 | 158.0625 | 0 | 0 | 0 | 0 | 0 | 0 | -0.00783 | 0
1992 | 158.0729 | 0 | 0 | 0 | 0 | 0 | 0 | 0.035235 | 0.007982
1992 | 158.0833 | 0.03132 | 0 | 0 | 0 | 0 | 0 | -0.035235 | 0.003991
1992 | 158.0937 | 0 | 0 | 0 | 0 | 0 | 0 | 0.04698 | 0.007982
1992 | 158.1042 | 0 | 0 | 0 | 0 | 0 | 0 | 0.027405 | 0.011973
1992 | 158.1146 | 0 | 0 | 0 | 0 | 0 | 0 | 0.00783 | 0.019955
1992 | 158.125 | 0.03132 | 0 | 0 | 0 | 0 | 0 | -0.019575 | -0.003991
1992 | 158.1354 | 0 | 0 | 0 | 0 | 0 | 0 | -0.00783 | 0.007982
1992 | 158.1458 | 0 | 0 | 0 | 0 | 0 | 0 | 0.003915 | 0.003991
1992 | 158.1562 | 0 | 0 | 0 | 0 | 0 | 0 | 0.003915 | 0.027937
1992 | 158.1667 | 0 | 0 | 0 | 0 | 0 | 0 | 0.011745 | 0
1992 | 158.1771 | 0 | 0 | 0 | 0 | 0 | 0 | 0.02349 | 0.035919
1992 | 158.1875 | 0 | 0 | 0 | 0 | 0 | 0 | 0.04698 | 0.031928
1992 | 158.1979 | 0 | 0 | 0 | 0 | 0 | 0 | -0.003915 | 0.007982
1992 | 158.2083 | 0 | 0 | 0 | 0 | 0 | 0 | 0.027405 | 0.015964
1992 | 158.2187 | 0 | 0 | 0 | 0 | 0 | 0 | -0.027405 | 0.007982
1992 | 158.2292 | 0 | 0 | 0 | 0 | 0 | 0 | 0.03915 | 0.019955
1992 | 158.2396 | 0 | 0 | 0 | 0 | 0 | 0 | 0.00783 | 0.011973
1992 | 158.25 | 0 | 0 | 0 | 0 | 0 | 0 | 0.07047 | 0.027937
1992 | 158.2604 | 0 | 0 | 0 | 0 | 0 | 0 | 0.027405 | 0.011973
1992 | 158.2708 | 0 | 0 | 0 | 0 | 0 | 0 | -0.011745 | 0.007982
1992 | 158.2812 | 0 | 0 | 0 | 0 | 0 | 0 | 0.027405 | 0.011973
1992 | 158.2917 | 0 | 0 | 0 | 0 | 0 | 0 | 0.01566 | 0.019955
1992 | 158.3021 | 0 | 0 | 0 | 0 | 0 | 0 | 0.019575 | 0.011973
1992 | 158.3125 | 0 | 0 | 0 | 0 | 0 | 0 | -0.003915 | 0.027937
1992 | 158.3229 | 0 | 0 | 0 | 0 | 0 | 0 | 0.043065 | 0.03991
1992 | 158.3333 | 0 | 0 | 0 | 0 | 0 | 0 | 0.082215 | 0.047892
1992 | 158.3437 | 0 | 0 | 0 | 0 | 0 | 0 | 5.6843e-14 | 0.047892
1992 | 158.3542 | 0 | 0 | 0 | 0 | 0 | 0 | 0.14094 | 0.03991
1992 | 158.3646 | 0 | 0 | 0 | 0 | 0 | 0 | 0.0783 | 0.035919
1992 | 158.375 | 0 | 0 | 0 | 0 | 0 | 0 | 0.097875 | 0.035919
1992 | 158.3854 | 0 | 0 | 0 | 0 | 0 | 0 | 0.082215 | 0.03991
1992 | 158.3958 | 0 | 0 | 0 | 0 | 0 | 0 | 0.10962 | 0.031928
1992 | 158.4062 | 0 | 0 | 0 | 0 | 0 | 0 | 0.09396 | 0.027937
1992 | 158.4167 | 0 | 0 | 0 | 0 | 0 | 0 | 0.097875 | 0.027937
1992 | 158.4271 | 0 | 0 | 0 | 0 | 0 | 0 | 0.12528 | 0.031928
1992 | 158.4375 | 0 | 0 | 0 | 0 | 0 | 0 | 0.082215 | 0.031928
1992 | 158.4479 | 0 | 0 | 0 | 0 | 0 | 0 | 0.13702 | 0.031928
1992 | 158.4583 | 0 | 0 | 0 | 0 | 0 | 0 | 0.14094 | 0.019955
1992 | 158.4687 | 0 | 0 | 0 | 0 | 0 | 0 | 0.082215 | 0.031928
1992 | 158.4792 | 0 | 0 | 0 | 0 | 0 | 0 | 0.14094 | 0.03991
1992 | 158.4896 | 0 | 0 | 0 | 0 | 0 | 0 | 0.13702 | 0.023946
1992 | 158.5 | 0 | 0 | 0 | 0 | 0 | 0 | 0.13702 | 0.019955
1992 | 158.5104 | 0 | 0 | 0 | 0 | 0 | 0 | 0.11745 | 0.031928
1992 | 158.5208 | 0 | 0 | 0 | 0 | 0 | 0 | 0.10571 | 0.031928
1992 | 158.5312 | 0 | 0 | 0 | 0 | 0 | 0 | 0.1566 | 0.043901
1992 | 158.5417 | 0 | 0 | 0 | 0 | 0 | 0 | 0.10179 | 0.027937
1992 | 158.5521 | 0 | 0 | 0 | 0 | 0 | 0 | 0.16443 | 0.031928
1992 | 158.5625 | 0 | 0 | 0 | 0 | 0 | 0 | 0.14877 | 0.03991
1992 | 158.5729 | 0 | 0 | 0 | 0 | 0 | 0 | 0.11745 | 0.03991
1992 | 158.5833 | 0 | 0 | 0 | 0 | 0 | 0 | 0.1566 | 0.035919
1992 | 158.5937 | 0 | 0 | 0 | 0 | 0 | 0 | 0.10962 | 0.027937
1992 | 158.6042 | 0 | 0 | 0 | 0 | 0 | 0 | 0.16051 | 0.027937
1992 | 158.6146 | 0 | 0 | 0 | 0 | 0 | 0 | 0.16834 | 0.023946
1992 | 158.625 | 0 | 0 | 0 | 0 | 0 | 0 | 0.15269 | 0.031928
1992 | 158.6354 | 0 | 0 | 0 | 0 | 0 | 0 | 0.074385 | 0.023946
1992 | 158.6458 | 0 | 0 | 0 | 0 | 0 | 0 | 0.11745 | 0.027937
1992 | 158.6562 | 0 | 0 | 0 | 0 | 0 | 0 | 0.15269 | 0.015964
1992 | 158.6667 | 0 | 0 | 0 | 0 | 0 | 0 | 0.10962 | 0.015964
1992 | 158.6771 | 0 | 0 | 0 | 0 | 0 | 0 | 0.10962 | 0.015964
1992 | 158.6875 | 0 | 0 | 0 | 0 | 0 | 0 | 0.08613 | 0.011973
1992 | 158.6979 | 0 | 0 | 0 | 0 | 0 | 0 | 0.11745 | 0.023946
1992 | 158.7083 | 0 | 0 | 0 | 0 | 0 | 0 | 0.097875 | 0.007982
1992 | 158.7187 | 0 | 0 | 0 | 0 | 0 | 0 | 0.07047 | 0.011973
1992 | 158.7292 | 0 | 0 | 0 | 0 | 0 | 0 | 0.06264 | 0.019955
1992 | 158.7396 | 0 | 0 | 0 | 0 | 0 | 0 | 0.05481 | 0.007982
1992 | 158.75 | 0 | 0 | 0 | 0 | 0 | 0 | 0.11354 | 0.007982
1992 | 158.7604 | 0 | 0 | 0 | 0 | 0 | 0 | 0.050895 | 0.015964
1992 | 158.7708 | 0 | 0 | 0 | 0 | 0 | 0 | 0.04698 | 0.003991
1992 | 158.7812 | 0 | 0 | 0 | 0 | 0 | 0 | 0.043065 | 0.007982
1992 | 158.7917 | 0 | 0 | 0 | 0 | 0 | 0 | 0.043065 | 0.007982
1992 | 158.8021 | 0 | 0 | 0 | 0 | 0 | 0 | 0.027405 | 0
1992 | 158.8125 | 0 | 0 | 0 | 0 | 0 | 0 | 0.035235 | 0.007982
1992 | 158.8229 | 0 | 0 | 0 | 0 | 0 | 0 | 0.011745 | 0
1992 | 158.8333 | 0.01566 | 0 | 0 | 0 | 0 | 0 | 0.019575 | 0.003991
1992 | 158.8437 | 0 | 0 | 0 | 0 | 0 | 0 | 0.02349 | 0
1992 | 158.8542 | 0 | 0.007982 | 0 | 0 | 0 | 0 | -0.003915 | 5.6843e-14
1992 | 158.8646 | 0 | 0 | 0 | 0 | 0 | 0 | 0.01566 | 0.003991
1992 | 158.875 | 0.02349 | 0 | 0 | 0 | 0 | 0 | 0.011745 | -0.003991
1992 | 158.8854 | 0 | 0 | 0 | 0 | 0 | 0 | 0.02349 | 0.011973
1992 | 158.8958 | 0 | 0 | 0 | 0 | 0 | 0 | 0.011745 | 0.003991
1992 | 158.9062 | 0 | 0 | 0 | 0 | 0 | 0 | 0.027405 | 0.011973
1992 | 158.9167 | 0 | 0.015964 | 0 | 0 | 0 | 0 | 0.003915 | 0
1992 | 158.9271 | 0 | 0 | 0 | 0 | 0 | 0 | 0.003915 | 0.007982
1992 | 158.9375 | 0 | 0 | 0 | 0 | 0 | 0 | 0.011745 | 0
1992 | 158.9479 | 0.00783 | 0 | 0 | 0 | 0 | 0 | 5.6843e-14 | 0
1992 | 158.9583 | 0 | 0 | 0 | 0 | 0 | 0 | 0.01566 | 0.003991
1992 | 158.9687 | 0 | 0 | 0 | 0 | 0 | 0 | -0.019575 | 0.003991
1992 | 158.9792 | 0 | 0 | 0 | 0 | 0 | 0 | 0.02349 | 0.003991
1992 | 158.9896 | 0 | 0 | 0 | 0 | 0 | 0 | 0.019575 | -0.003991
1992 | 159 | 0 | 0 | 0 | 0 | 0 | 0 | 0 | 0.011973
1992 | 159.0104 | 0 | 0 | 0 | 0 | 0 | 0 | 0.01566 | 0
1992 | 159.0208 | 0 | 0 | 0 | 0 | 0 | 0 | -0.00783 | 0
1992 | 159.0312 | 0 | 0 | 0 | 0 | 0 | 0 | 0.02349 | -0.003991
1992 | 159.0417 | 0 | 0 | 0 | 0 | 0 | 0 | 0.01566 | 0.007982
1992 | 159.0521 | 0 | 0 | 0 | 0 | 0 | 0 | 0.003915 | 0
1992 | 159.0625 | 0 | 0.007982 | 0 | 0 | 0 | 0 | 0.00783 | 0.003991
1992 | 159.0729 | 0.04698 | 0 | 0 | 0 | 0 | 0 | 0.027405 | -0.003991
1992 | 159.0833 | 0 | 0 | 0 | 0 | 0 | 0 | 0.035235 | 0
1992 | 159.0937 | 0 | 0.007982 | 0 | 0 | 0 | 0 | -0.003915 | 0.003991
1992 | 159.1042 | 0.01566 | 0 | 0 | 0 | 0 | 0 | 0.00783 | 0
1992 | 159.1146 | 0 | 0 | 0 | 0 | 0 | 0 | 0.00783 | -0.011973
1992 | 159.125 | 0.00783 | 0.007982 | 0 | 0 | 0 | 0 | 0.011745 | -5.6843e-14
1992 | 159.1354 | 0.02349 | 0.015964 | 0 | 0 | 0 | 0 | -0.02349 | 5.6843e-14
1992 | 159.1458 | 0 | 0.007982 | 0 | 0 | 0 | 0 | 0.003915 | -5.6843e-14
1992 | 159.1562 | 0.01566 | 0.007982 | 0 | 0 | 0 | 0 | 5.6843e-14 | -5.6843e-14
1992 | 159.1667 | 0 | 0.007982 | 0 | 0 | 0 | 0 | 0.003915 | 0
1992 | 159.1771 | 0 | 0.015964 | 0 | 0 | 0 | 0 | 0.00783 | -1.1369e-13
1992 | 159.1875 | 0.03132 | 0.007982 | 0 | 0 | 0 | 0 | -5.6843e-14 | 0.003991
1992 | 159.1979 | 0 | 0 | 0 | 0 | 0 | 0 | 0.00783 | 0
1992 | 159.2083 | 0 | 0.007982 | 0 | 0 | 0 | 0 | 0.01566 | 0.003991
1992 | 159.2187 | 0.00783 | 0 | 0 | 0 | 0 | 0 | -0.003915 | 0
1992 | 159.2292 | 0 | 0 | 0 | 0 | 0 | 0 | 0.003915 | 0
1992 | 159.2396 | 0 | 0 | 0 | 0 | 0 | 0 | 0.003915 | -0.007982
1992 | 159.25 | 0.02349 | 0.007982 | 0 | 0 | 0 | 0 | -0.011745 | 0
1992 | 159.2604 | 0 | 0 | 0 | 0 | 0 | 0 | 0.003915 | 0
1992 | 159.2708 | 0 | 0 | 0 | 0 | 0 | 0 | 0.003915 | -0.003991
1992 | 159.2812 | 0 | 0 | 0 | 0 | 0 | 0 | 0.00783 | 0.011973
1992 | 159.2917 | 0 | 0 | 0 | 0 | 0 | 0 | -0.003915 | 0
1992 | 159.3021 | 0 | 0 | 0 | 0 | 0 | 0 | 0.019575 | 0.011973
1992 | 159.3125 | 0.04698 | 0 | 0 | 0 | 0 | 0 | 0.01566 | -0.003991
1992 | 159.3229 | 0 | 0 | 0 | 0 | 0 | 0 | 0.00783 | 0.003991
1992 | 159.3333 | 0 | 0 | 0 | 0 | 0 | 0 | 0.03132 | 0.019955
1992 | 159.3437 | 0 | 0 | 0 | 0 | 0 | 0 | 0.019575 | 0.015964
1992 | 159.3542 | 0 | 0 | 0 | 0 | 0 | 0 | 0.03132 | 0.023946
1992 | 159.3646 | 0 | 0 | 0 | 0 | 0 | 0 | 0 | 0.027937
1992 | 159.375 | 0 | 0 | 0 | 0 | 0 | 0 | 0.06264 | 0.027937
1992 | 159.3854 | 0 | 0 | 0 | 0 | 0 | 0 | 0.04698 | 0.023946
1992 | 159.3958 | 0 | 0 | 0 | 0 | 0 | 0 | 0.011745 | 0.003991
1992 | 159.4062 | 0 | 0 | 0 | 0 | 0 | 0 | 0.050895 | 0.007982
1992 | 159.4167 | 0 | 0 | 0 | 0 | 0 | 0 | 0.011745 | 0.031928
1992 | 159.4271 | 0 | 0 | 0 | 0 | 0 | 0 | 0.06264 | 0.007982
1992 | 159.4375 | 0 | 0 | 0 | 0 | 0 | 0 | 0 | 0
1992 | 159.4479 | 0 | 0 | 0 | 0 | 0 | 0 | 0.066555 | 0.007982
1992 | 159.4583 | 0 | 0 | 0 | 0 | 0 | 0 | 0.050895 | 0.007982
1992 | 159.4687 | 0.00783 | 0.031928 | 0 | 0 | 0 | 0 | -0.03132 | -0.015964
1992 | 159.4792 | 0 | 0.007982 | 0 | 0 | 0 | 0 | 0.011745 | 0.003991
1992 | 159.4896 | 0 | 0 | 0 | 0 | 0 | 0 | 0.019575 | 0.011973
1992 | 159.5 | 0 | 0 | 0 | 0 | 0 | 0 | 0.06264 | 0.031928
1992 | 159.5104 | 0 | 0 | 0 | 0 | 0 | 0 | 0.027405 | 0.015964
1992 | 159.5208 | 0.02349 | 0.023946 | 0 | 0 | 0 | 0 | -0.00783 | -0.011973
1992 | 159.5312 | 0 | 0 | 0 | 0 | 0 | 0 | 0.04698 | 0.027937
1992 | 159.5417 | 0 | 0 | 0 | 0 | 0 | 0 | 0.06264 | 0.035919
1992 | 159.5521 | 0 | 0 | 0 | 0 | 0 | 0 | 0.090045 | 0.015964
1992 | 159.5625 | 0 | 0 | 0 | 0 | 0 | 0 | 0.058725 | 0.007982
1992 | 159.5729 | 0 | 0 | 0 | 0 | 0 | 0 | 0.097875 | 0.019955
1992 | 159.5833 | 0 | 0 | 0 | 0 | 0 | 0 | 0.04698 | 0.023946
1992 | 159.5937 | 0 | 0 | 0 | 0 | 0 | 0 | 0.08613 | 0.011973
1992 | 159.6042 | 0 | 0 | 0 | 0 | 0 | 0 | 0.09396 | 0.023946
1992 | 159.6146 | 0 | 0 | 0 | 0 | 0 | 0 | 0.074385 | 0.019955
1992 | 159.625 | 0 | 0 | 0 | 0 | 0 | 0 | 0.12528 | 0.027937
1992 | 159.6354 | 0 | 0 | 0 | 0 | 0 | 0 | 0.12136 | 0.015964
1992 | 159.6458 | 0 | 0 | 0 | 0 | 0 | 0 | 0.0783 | 0.003991
1992 | 159.6562 | 0 | 0 | 0 | 0 | 0 | 0 | 0.066555 | 0.007982
1992 | 159.6667 | 0 | 0 | 0 | 0 | 0 | 0 | 0.08613 | 0.019955
1992 | 159.6771 | 0 | 0 | 0 | 0 | 0 | 0 | 0.090045 | 0.015964
1992 | 159.6875 | 0 | 0 | 0 | 0 | 0 | 0 | 0.066555 | 0.019955
1992 | 159.6979 | 0 | 0 | 0 | 0 | 0 | 0 | 0.02349 | 0.003991
1992 | 159.7083 | 0 | 0.031928 | 0 | 0 | 0 | 0 | 0.050895 | 0.015964
1992 | 159.7187 | 0 | 0 | 0 | 0 | 0 | 0 | 0.066555 | 0
1992 | 159.7292 | 0 | 0 | 0 | 0 | 0 | 0 | 0.08613 | 0.015964
1992 | 159.7396 | 0 | 0 | 0 | 0 | 0 | 0 | 0.035235 | 0.023946
1992 | 159.75 | 0 | 0 | 0 | 0 | 0 | 0 | 0.043065 | 0
1992 | 159.7604 | 0 | 0 | 0 | 0 | 0 | 0 | 0.066555 | 0
1992 | 159.7708 | 0 | 0 | 0 | 0 | 0 | 0 | 0.035235 | 0.015964
1992 | 159.7812 | 0 | 0 | 0 | 0 | 0 | 0 | 0.03915 | 0.011973
1992 | 159.7917 | 0 | 0 | 0 | 0 | 0 | 0 | 0.02349 | 0.003991
1992 | 159.8021 | 0 | 0 | 0 | 0 | 0 | 0 | 0.035235 | 0
1992 | 159.8125 | 0 | 0.007982 | 0 | 0 | 0 | 0 | 0.019575 | 0.007982
1992 | 159.8229 | 0 | 0 | 0 | 0 | 0 | 0 | 0.00783 | -0.007982
1992 | 159.8333 | 0.00783 | 0 | 0 | 0 | 0 | 0 | 0 | -0.007982
1992 | 159.8437 | 0 | 0 | 0 | 0 | 0 | 0 | 0.01566 | 0.007982
1992 | 159.8542 | 0 | 0.015964 | 0 | 0 | 0 | 0 | -0.00783 | 0
1992 | 159.8646 | 0.00783 | 0.015964 | 0 | 0 | 0 | 0 | 0.011745 | 0
1992 | 159.875 | 0 | 0 | 0 | 0 | 0 | 0 | 0 | 0
1992 | 159.8854 | 0 | 0.007982 | 0 | 0 | 0 | 0 | 0.003915 | 0
1992 | 159.8958 | 0 | 0.007982 | 0 | 0 | 0 | 0 | -0.01566 | -1.1369e-13
1992 | 159.9062 | 0.01566 | 0.007982 | 0 | 0 | 0 | 0 | -0.003915 | 0
1992 | 159.9167 | 0 | 0 | 0 | 0 | 0 | 0 | 0.02349 | 0
1992 | 159.9271 | 0 | 0 | 0 | 0 | 0 | 0 | 0.003915 | -0.007982
1992 | 159.9375 | 0 | 0 | 0 | 0 | 0 | 0 | 0.00783 | -0.007982
1992 | 159.9479 | 0 | 0 | 0 | 0 | 0 | 0 | 0 | 0
1992 | 159.9583 | 0.01566 | 0 | 0 | 0 | 0 | 0 | 0.01566 | 0
1992 | 159.9687 | 0.01566 | 0 | 0 | 0 | 0 | 0 | 0 | 0.003991
1992 | 159.9792 | 0 | 0 | 0 | 0 | 0 | 0 | 0.003915 | -0.003991
1992 | 159.9896 | 0 | 0 | 0 | 0 | 0 | 0 | -0.01566 | 0.003991
1992 | 160 | 0 | 0 | 0 | 0 | 0 | 0 | 0.00783 | 0.003991
1992 | 160.0104 | 0 | 0.007982 | 0 | 0 | 0 | 0 | 0.019575 | 0
1992 | 160.0208 | 0 | 0 | 0 | 0 | 0 | 0 | 0.00783 | 0
1992 | 160.0312 | 0 | 0 | 0 | 0 | 0 | 0 | -0.02349 | 0.003991
1992 | 160.0417 | 0.01566 | 0 | 0 | 0 | 0 | 0 | 0.01566 | -0.003991
1992 | 160.0521 | 0 | 0.007982 | 0 | 0 | 0 | 0 | 0.003915 | -5.6843e-14
1992 | 160.0625 | 0 | 0 | 0 | 0 | 0 | 0 | -0.01566 | 0
1992 | 160.0729 | 0 | 0.007982 | 0 | 0 | 0 | 0 | 0.003915 | -5.6843e-14
1992 | 160.0833 | 0 | 0.007982 | 0 | 0 | 0 | 0 | 0.01566 | 0
1992 | 160.0937 | 0.00783 | 0.007982 | 0 | 0 | 0 | 0 | -0.00783 | 0
1992 | 160.1042 | 0.00783 | 0.007982 | 0 | 0 | 0 | 0 | -0.003915 | 0
1992 | 160.1146 | 0 | 0 | 0 | 0 | 0 | 0 | -0.003915 | 0
1992 | 160.125 | 0 | 0.007982 | 0 | 0 | 0 | 0 | 0.011745 | 0
1992 | 160.1354 | 0 | 0.007982 | 0 | 0 | 0 | 0 | -0.00783 | 0
1992 | 160.1458 | 0.02349 | 0 | 0 | 0 | 0 | 0 | 0.003915 | 0
1992 | 160.1562 | 0 | 0 | 0 | 0 | 0 | 0 | 0.01566 | -0.003991
1992 | 160.1667 | 0 | 0.007982 | 0 | 0 | 0 | 0 | 0.00783 | 0.003991
1992 | 160.1771 | 0.00783 | 0 | 0 | 0 | 0 | 0 | -0.00783 | -0.003991
1992 | 160.1875 | 0.00783 | 0.007982 | 0 | 0 | 0 | 0 | 1.1369e-13 | 0.003991
1992 | 160.1979 | 0.00783 | 0 | 0 | 0 | 0 | 0 | 0 | 0
1992 | 160.2083 | 0.01566 | 0 | 0 | 0 | 0 | 0 | -0.00783 | 0
1992 | 160.2187 | 0 | 0.015964 | 0 | 0 | 0 | 0 | 0.011745 | 0
1992 | 160.2292 | 0 | 0 | 0 | 0 | 0 | 0 | -0.003915 | 0
1992 | 160.2396 | 0.00783 | 0.007982 | 0 | 0 | 0 | 0 | 0.00783 | 5.6843e-14
1992 | 160.25 | 0 | 0.007982 | 0 | 0 | 0 | 0 | -0.00783 | -5.6843e-14
1992 | 160.2604 | 0 | 0 | 0 | 0 | 0 | 0 | 0 | -0.003991
1992 | 160.2708 | 0.03132 | 0 | 0 | 0 | 0 | 0 | 0.01566 | 0.003991
1992 | 160.2812 | 0 | 0 | 0 | 0 | 0 | 0 | 0.011745 | 0
1992 | 160.2917 | 0 | 0 | 0 | 0 | 0 | 0 | 0.019575 | 0.003991
1992 | 160.3021 | 0 | 0 | 0 | 0 | 0 | 0 | -0.003915 | 0.011973
1992 | 160.3125 | 0 | 0 | 0 | 0 | 0 | 0 | 0.019575 | 0.015964
1992 | 160.3229 | 0 | 0 | 0 | 0 | 0 | 0 | 0.019575 | 0.015964
1992 | 160.3333 | 0 | 0 | 0 | 0 | 0 | 0 | 0 | 0.03991
1992 | 160.3437 | 0 | 0 | 0 | 0 | 0 | 0 | 0.066555 | 0.051883
1992 | 160.3542 | 0 | 0 | 0 | 0 | 0 | 0 | 0.058725 | 0.047892
1992 | 160.3646 | 0 | 0 | 0 | 0 | 0 | 0 | 0.08613 | 0.043901
1992 | 160.375 | 0 | 0 | 0 | 0 | 0 | 0 | 0.066555 | 0.031928
1992 | 160.3854 | 0 | 0 | 0 | 0 | 0 | 0 | 0.082215 | 0.027937
1992 | 160.3958 | 0 | 0 | 0 | 0 | 0 | 0 | 0.11354 | 0.035919
1992 | 160.4062 | 0 | 0 | 0 | 0 | 0 | 0 | 0.035235 | 0.027937
1992 | 160.4167 | 0 | 0 | 0 | 0 | 0 | 0 | 0.11354 | 0.015964
1992 | 160.4271 | 0 | 0 | 0 | 0 | 0 | 0 | 0.08613 | 0.019955
1992 | 160.4375 | 0 | 0 | 0 | 0 | 0 | 0 | 0.097875 | 0.027937
1992 | 160.4479 | 0 | 0 | 0 | 0 | 0 | 0 | 0.11353 | 0.015964
1992 | 160.4583 | 0 | 0 | 0 | 0 | 0 | 0 | 0.11354 | 0.019955
1992 | 160.4687 | 0 | 0 | 0 | 0 | 0 | 0 | 0.13311 | 0.035919
1992 | 160.4792 | 0 | 0 | 0 | 0 | 0 | 0 | 0.09396 | 0.019955
1992 | 160.4896 | 0 | 0 | 0 | 0 | 0 | 0 | 0.12136 | 0.019955
1992 | 160.5 | 0 | 0 | 0 | 0 | 0 | 0 | 0.15269 | 0.043901
1992 | 160.5104 | 0 | 0 | 0 | 0 | 0 | 0 | 0.13702 | 0.019955
1992 | 160.5208 | 0 | 0 | 0 | 0 | 0 | 0 | 0.14877 | 0.043901
1992 | 160.5312 | 0 | 0 | 0 | 0 | 0 | 0 | 0.12137 | 0.031928
1992 | 160.5417 | 0 | 0 | 0 | 0 | 0 | 0 | 0.14094 | 0.011973
1992 | 160.5521 | 0 | 0 | 0 | 0 | 0 | 0 | 0.184 | 0.047892
1992 | 160.5625 | 0 | 0 | 0 | 0 | 0 | 0 | 0.11354 | 0.027937
1992 | 160.5729 | 0 | 0 | 0 | 0 | 0 | 0 | 0.17618 | 0.059865
1992 | 160.5833 | 0 | 0 | 0 | 0 | 0 | 0 | 0.12528 | 0.063856
1992 | 160.5937 | 0 | 0.047892 | 0 | 0 | 0 | 0 | 0.14485 | 0.015964
1992 | 160.6042 | 0 | 0 | 0 | 0 | 0 | 0 | 0.12528 | 0.07982
1992 | 160.6146 | 0 | 0 | 0 | 0 | 0 | 0 | 0.13702 | 0.031928
1992 | 160.625 | 0 | 0 | 0 | 0 | 0 | 0 | 0.13702 | 0.031928
1992 | 160.6354 | 0 | 0 | 0 | 0 | 0 | 0 | 0.16051 | 0.051883
1992 | 160.6458 | 0 | 0 | 0 | 0 | 0 | 0 | 0.11745 | -5.6843e-14
1992 | 160.6562 | 0 | 0 | 0 | 0 | 0 | 0 | 0.14094 | 0.043901
1992 | 160.6667 | 0 | 0 | 0 | 0 | 0 | 0 | 0.11354 | 0.015964
1992 | 160.6771 | 0 | 0 | 0 | 0 | 0 | 0 | 0.12919 | 0.023946
1992 | 160.6875 | 0 | 0 | 0 | 0 | 0 | 0 | 0.12528 | 0.011973
1992 | 160.6979 | 0 | 0 | 0 | 0 | 0 | 0 | 0.090045 | 0.027937
1992 | 160.7083 | 0 | 0 | 0 | 0 | 0 | 0 | 0.097875 | 0.031928
1992 | 160.7187 | 0 | 0 | 0 | 0 | 0 | 0 | 0.09396 | 0.015964
1992 | 160.7292 | 0 | 0 | 0 | 0 | 0 | 0 | 0.12136 | 0.019955
1992 | 160.7396 | 0 | 0 | 0 | 0 | 0 | 0 | 0.05481 | 0.015964
1992 | 160.75 | 0 | 0 | 0 | 0 | 0 | 0 | 0.1057 | 0.019955
1992 | 160.7604 | 0 | 0 | 0 | 0 | 0 | 0 | 0.066555 | 0
1992 | 160.7708 | 0 | 0 | 0 | 0 | 0 | 0 | 0.0783 | 0.027937
1992 | 160.7812 | 0 | 0 | 0 | 0 | 0 | 0 | 0.074385 | 0.011973
1992 | 160.7917 | 0 | 0 | 0 | 0 | 0 | 0 | 0.0783 | 0.019955
1992 | 160.8021 | 0 | 0 | 0 | 0 | 0 | 0 | 0.050895 | 0.003991
1992 | 160.8125 | 0 | 0 | 0 | 0 | 0 | 0 | 0.058725 | 0.007982
1992 | 160.8229 | 0 | 0 | 0 | 0 | 0 | 0 | 0.07047 | 0.019955
1992 | 160.8333 | 0 | 0 | 0 | 0 | 0 | 0 | 0.058725 | -0.003991
1992 | 160.8437 | 0 | 0.007982 | 0 | 0 | 0 | 0 | 0.03132 | 0.003991
1992 | 160.8542 | 0 | 0 | 0 | 0 | 0 | 0 | -0.011745 | 0.007982
1992 | 160.8646 | 0 | 0 | 0 | 0 | 0 | 0 | 0.04698 | 0.003991
1992 | 160.875 | 0 | 0 | 0 | 0 | 0 | 0 | 0.03915 | 0.011973
1992 | 160.8854 | 0 | 0 | 0 | 0 | 0 | 0 | 0.035235 | -0.003991
1992 | 160.8958 | 0 | 0 | 0 | 0 | 0 | 0 | 0.04698 | 0.011973
1992 | 160.9062 | 0 | 0 | 0 | 0 | 0 | 0 | -0.011745 | -0.003991
1992 | 160.9167 | 0 | 0 | 0 | 0 | 0 | 0 | 0.06264 | 0.035919
1992 | 160.9271 | 0 | 0 | 0 | 0 | 0 | 0 | 0.050895 | -0.003991
1992 | 160.9375 | 0 | 0 | 0 | 0 | 0 | 0 | 0.03132 | 0.011973
1992 | 160.9479 | 0 | 0 | 0 | 0 | 0 | 0 | 0.01566 | -0.007982
1992 | 160.9583 | 0 | 0 | 0 | 0 | 0 | 0 | 0.027405 | 0.007982
1992 | 160.9687 | 0 | 0 | 0 | 0 | 0 | 0 | 0 | 0.011973
1992 | 160.9792 | 0.00783 | 0 | 0 | 0 | 0 | 0 | 0.00783 | 0.003991
1992 | 160.9896 | 0 | 0.015964 | 0 | 0 | 0 | 0 | 0.00783 | -5.6843e-14
1992 | 161 | 0 | 0.007982 | 0 | 0 | 0 | 0 | -0.01566 | -5.6843e-14
1992 | 161.0104 | 0 | 0.007982 | 0 | 0 | 0 | 0 | -0.003915 | 0
1992 | 161.0208 | 0 | 0.007982 | 0 | 0 | 0 | 0 | 0.01566 | 0.003991
1992 | 161.0312 | 0 | 0 | 0 | 0 | 0 | 0 | -0.01566 | -0.003991
1992 | 161.0417 | 0 | 0 | 0 | 0 | 0 | 0 | 0 | -0.003991
1992 | 161.0521 | 0 | 0.007982 | 0 | 0 | 0 | 0 | 0.003915 | 0.003991
1992 | 161.0625 | 0.02349 | 0 | 0 | 0 | 0 | 0 | 0 | -0.003991
1992 | 161.0729 | 0 | 0 | 0 | 0 | 0 | 0 | 0.01566 | 0.007982
1992 | 161.0833 | 0 | 0.007982 | 0 | 0 | 0 | 0 | -0.011745 | -0.003991
1992 | 161.0937 | 0 | 0 | 0 | 0 | 0 | 0 | -0.003915 | 0
1992 | 161.1042 | 0.01566 | 0 | 0 | 0 | 0 | 0 | -0.011745 | 0
1992 | 161.1146 | 0 | 0.007982 | 0 | 0 | 0 | 0 | 0.011745 | 0.003991
1992 | 161.125 | 0 | 0 | 0 | 0 | 0 | 0 | 0.003915 | -0.003991
1992 | 161.1354 | 0.00783 | 0.007982 | 0 | 0 | 0 | 0 | -0.00783 | 0
1992 | 161.1458 | 0 | 0 | 0 | 0 | 0 | 0 | 0.011745 | 0.007982
1992 | 161.1562 | 0 | 0 | 0 | 0 | 0 | 0 | 0.003915 | -0.007982
1992 | 161.1667 | 0 | 0 | 0 | 0 | 0 | 0 | -0.003915 | 0.003991
1992 | 161.1771 | 0 | 0 | 0 | 0 | 0 | 0 | 0.003915 | -0.003991
1992 | 161.1875 | 0 | 0 | 0 | 0 | 0 | 0 | 0.011745 | 0.011973
1992 | 161.1979 | 0.01566 | 0 | 0 | 0 | 0 | 0 | 0 | -0.003991
1992 | 161.2083 | 0 | 0.007982 | 0 | 0 | 0 | 0 | 0.003915 | 0
1992 | 161.2187 | 0 | 0 | 0 | 0 | 0 | 0 | 0.003915 | 0.003991
1992 | 161.2292 | 0.00783 | 0.007982 | 0 | 0 | 0 | 0 | 0 | 0.003991
1992 | 161.2396 | 0 | 0 | 0 | 0 | 0 | 0 | -0.003915 | 0
1992 | 161.25 | 0.01566 | 0 | 0 | 0 | 0 | 0 | 5.6843e-14 | -0.007982
1992 | 161.2604 | 0 | 0 | 0 | 0 | 0 | 0 | 0 | -0.003991
1992 | 161.2708 | 0 | 0 | 0 | 0 | 0 | 0 | 0.011745 | 0
1992 | 161.2812 | 0.00783 | 0.007982 | 0 | 0 | 0 | 0 | -0.00783 | 0.003991
1992 | 161.2917 | 0 | 0 | 0 | 0 | 0 | 0 | 0 | 0.011973
1992 | 161.3021 | 0 | 0 | 0 | 0 | 0 | 0 | 0.027405 | 0.015964
1992 | 161.3125 | 0 | 0 | 0 | 0 | 0 | 0 | 0.027405 | 0.027937
1992 | 161.3229 | 0 | 0 | 0 | 0 | 0 | 0 | 0.011745 | 0.031928
1992 | 161.3333 | 0 | 0 | 0 | 0 | 0 | 0 | 0.043065 | 0.031928
1992 | 161.3437 | 0 | 0 | 0 | 0 | 0 | 0 | 0.043065 | 0.031928
1992 | 161.3542 | 0 | 0 | 0 | 0 | 0 | 0 | 0.050895 | 0.019955
1992 | 161.3646 | 0 | 0 | 0 | 0 | 0 | 0 | 0.03915 | 0.023946
1992 | 161.375 | 0 | 0 | 0 | 0 | 0 | 0 | 0.0783 | 0.015964
1992 | 161.3854 | 0 | 0 | 0 | 0 | 0 | 0 | 0.043065 | 0.023946
1992 | 161.3958 | 0 | 0 | 0 | 0 | 0 | 0 | 0.07047 | 0.007982
1992 | 161.4062 | 0 | 0 | 0 | 0 | 0 | 0 | 0.04698 | 0.003991
1992 | 161.4167 | 0 | 0 | 0 | 0 | 0 | 0 | 0.0783 | 0.027937
1992 | 161.4271 | 0 | 0 | 0 | 0 | 0 | 0 | 0.0783 | 0.011973
1992 | 161.4375 | 0 | 0 | 0 | 0 | 0 | 0 | 0.0783 | 0.023946
1992 | 161.4479 | 0 | 0 | 0 | 0 | 0 | 0 | 0.08613 | 0.031928
1992 | 161.4583 | 0 | 0 | 0 | 0 | 0 | 0 | 0.08613 | 0.015964
1992 | 161.4687 | 0 | 0 | 0 | 0 | 0 | 0 | 0.0783 | 0.007982
1992 | 161.4792 | 0 | 0 | 0 | 0 | 0 | 0 | 0.11745 | 0.027937
1992 | 161.4896 | 0 | 0 | 0 | 0 | 0 | 0 | 0.097875 | 0.015964
1992 | 161.5 | 0 | 0 | 0 | 0 | 0 | 0 | 0.13702 | 0.015964
1992 | 161.5104 | 0 | 0 | 0 | 0 | 0 | 0 | 0.090045 | 0.031928
1992 | 161.5208 | 0 | 0 | 0 | 0 | 0 | 0 | 0.12136 | 0.027937
1992 | 161.5312 | 0 | 0 | 0 | 0 | 0 | 0 | 0.1106 | 0.031928
1992 | 161.5417 | 0 | 0 | 0 | 0 | 0 | 0 | 0.088087 | 0.035919
1992 | 161.5521 | 0 | 0 | 0 | 0 | 0 | 0 | 0.088087 | 0.023148
1992 | 161.5625 | 0 | 0 | 0 | 0 | 0 | 0 | 0.081236 | 0.011973
1992 | 161.5729 | 0 | 0 | 0 | 0 | 0 | 0 | 0.050895 | 0.003991
1992 | 161.5833 | 0 | 0 | 0 | 0 | 0 | 0 | 0.082215 | 0.031928
1992 | 161.5937 | 0 | 0 | 0 | 0 | 0 | 0 | 0.097875 | 0.024345
1992 | 161.6042 | 0 | 0 | 0 | 0 | 0 | 0 | 0.06264 | 0.016762
1992 | 161.6146 | 0 | 0 | 0 | 0 | 0 | 0 | 0.066555 | -0.0051883
1992 | 161.625 | 0 | 0 | 0 | 0 | 0 | 0 | 0.07047 | 0.019955
1992 | 161.6354 | 0 | 0 | 0 | 0 | 0 | 0 | 0.10962 | 0.019955
1992 | 161.6458 | 0 | 0 | 0 | 0 | 0 | 0 | 0.06264 | 0.011973
1992 | 161.6562 | 0 | 0 | 0 | 0 | 0 | 0 | 0.04698 | 0.031928
1992 | 161.6667 | 0 | 0 | 0 | 0 | 0 | 0 | 0.11353 | -0.003991
1992 | 161.6771 | 0 | 0 | 0 | 0 | 0 | 0 | 0.06264 | 0.015964
1992 | 161.6875 | 0 | 0 | 0 | 0 | 0 | 0 | 0.09396 | 0.003991
1992 | 161.6979 | 0 | 0 | 0 | 0 | 0 | 0 | 0.08613 | 0.015964
1992 | 161.7083 | 0 | 0 | 0 | 0 | 0 | 0 | 0.10962 | 0.015964
1992 | 161.7187 | 0 | 0 | 0 | 0 | 0 | 0 | 0.090045 | 0.019955
1992 | 161.7292 | 0 | 0 | 0 | 0 | 0 | 0 | 0.08613 | 0.011973
1992 | 161.7396 | 0 | 0 | 0 | 0 | 0 | 0 | 0.090045 | 0.019955
1992 | 161.75 | 0 | 0 | 0 | 0 | 0 | 0 | 0.082215 | 0.003991
1992 | 161.7604 | 0 | 0 | 0 | 0 | 0 | 0 | 0.03915 | 0.015964
1992 | 161.7708 | 0 | 0 | 0 | 0 | 0 | 0 | 0.00783 | -0.011973
1992 | 161.7812 | 0 | 0 | 0 | 0 | 0 | 0 | 0.043065 | 0.003991
1992 | 161.7917 | 0 | 0.007982 | 0 | 0 | 0 | 0 | 0.019575 | 0.007982
1992 | 161.8021 | 0 | 0 | 0 | 0 | 0 | 0 | 0.043065 | 0.011973
1992 | 161.8125 | 0 | 0 | 0 | 0 | 0 | 0 | 0.050895 | 0
1992 | 161.8229 | 0 | 0 | 0 | 0 | 0 | 0 | 0.03915 | 0.023946
1992 | 161.8333 | 0 | 0 | 0 | 0 | 0 | 0 | 0.027405 | 0.003991
1992 | 161.8437 | 0 | 0 | 0 | 0 | 0 | 0 | 0.02349 | 0.019955
1992 | 161.8542 | 0 | 0 | 0 | 0 | 0 | 0 | 0.027405 | 0.003991
1992 | 161.8646 | 0 | 0 | 0 | 0 | 0 | 0 | 0.027405 | 0
1992 | 161.875 | 0 | 0 | 0 | 0 | 0 | 0 | 0.01566 | 0.011973
1992 | 161.8854 | 0 | 0 | 0 | 0 | 0 | 0 | 0.00783 | 0
1992 | 161.8958 | 0 | 0 | 0 | 0 | 0 | 0 | 0 | 0.007982
1992 | 161.9062 | 0 | 0.007982 | 0 | 0 | 0 | 0 | 0.003915 | 0
1992 | 161.9167 | 0 | 0 | 0 | 0 | 0 | 0 | 0.003915 | -5.6843e-14
1992 | 161.9271 | 0 | 0 | 0 | 0 | 0 | 0 | 0.003915 | 0.003991
1992 | 161.9375 | 0 | 0 | 0 | 0 | 0 | 0 | -0.003915 | -0.003991
1992 | 161.9479 | 0.01566 | 0 | 0 | 0 | 0 | 0 | 0.011745 | -0.003991
1992 | 161.9583 | 0 | 0 | 0 | 0 | 0 | 0 | 0.003915 | 0.003991
1992 | 161.9687 | 0 | 0 | 0 | 0 | 0 | 0 | 0 | -0.003991
1992 | 161.9792 | 0 | 0 | 0 | 0 | 0 | 0 | 0.00783 | -0.003991
1992 | 161.9896 | 0 | 0 | 0 | 0 | 0 | 0 | -0.003915 | 0.003991
1992 | 162 | 0.00783 | 0 | 0 | 0 | 0 | 0 | 0.01566 | -0.007982
1992 | 162.0104 | 0.02349 | 0 | 0 | 0 | 0 | 0 | 0 | 0
1992 | 162.0208 | 0 | 0 | 0 | 0 | 0 | 0 | 0.003915 | 0.003991
1992 | 162.0312 | 0 | 0.007982 | 0 | 0 | 0 | 0 | 0.003915 | -5.6843e-14
1992 | 162.0417 | 0.01566 | 0 | 0 | 0 | 0 | 0 | 0 | 0.011973
1992 | 162.0521 | 0 | 0 | 0 | 0 | 0 | 0 | 0.011745 | -0.003991
1992 | 162.0625 | 0.01566 | 0.007982 | 0 | 0 | 0 | 0 | 0.003915 | -5.6843e-14
1992 | 162.0729 | 0 | 0 | 0 | 0 | 0 | 0 | 0.003915 | 0.003991
1992 | 162.0833 | 0 | 0.007982 | 0 | 0 | 0 | 0 | -0.003915 | -0.003991
1992 | 162.0937 | 0 | 0.007982 | 0 | 0 | 0 | 0 | -0.003915 | 0
1992 | 162.1042 | 0 | 0 | 0 | 0 | 0 | 0 | -0.003915 | 0.003991
1992 | 162.1146 | 0 | 0 | 0 | 0 | 0 | 0 | -0.003915 | -0.003991
1992 | 162.125 | 0 | 0.007982 | 0 | 0 | 0 | 0 | 0 | -5.6843e-14
1992 | 162.1354 | 0 | 0 | 0 | 0 | 0 | 0 | 0.003915 | 0.007982
1992 | 162.1458 | 0 | 0 | 0 | 0 | 0 | 0 | 0 | -5.6843e-14
1992 | 162.1562 | 0 | 0.015964 | 0 | 0 | 0 | 0 | 0.003915 | -5.6843e-14
1992 | 162.1667 | 0 | 0 | 0 | 0 | 0 | 0 | -0.003915 | 0.003991
1992 | 162.1771 | 0.01566 | 0 | 0 | 0 | 0 | 0 | 5.6843e-14 | 0
1992 | 162.1875 | 0 | 0 | 0 | 0 | 0 | 0 | 0 | 0.011973
1992 | 162.1979 | 0 | 0 | 0 | 0 | 0 | 0 | 0.00783 | -0.003991
1992 | 162.2083 | 0 | 0.007982 | 0 | 0 | 0 | 0 | -0.011745 | 0.003991
1992 | 162.2187 | 0 | 0 | 0 | 0 | 0 | 0 | -0.00783 | 0
1992 | 162.2292 | 0 | 0.007982 | 0 | 0 | 0 | 0 | 0.003915 | -5.6843e-14
1992 | 162.2396 | 0 | 0 | 0 | 0 | 0 | 0 | 0.003915 | 0
1992 | 162.25 | 0 | 0 | 0 | 0 | 0 | 0 | -0.003915 | 0
1992 | 162.2604 | 0.00783 | 0.007982 | 0 | 0 | 0 | 0 | -0.011745 | 0
1992 | 162.2708 | 0 | 0 | 0 | 0 | 0 | 0 | 0.011745 | 0.015964
1992 | 162.2812 | 0 | 0 | 0 | 0 | 0 | 0 | 0.011745 | 0.011973
1992 | 162.2917 | 0 | 0 | 0 | 0 | 0 | 0 | 0.011745 | 0.011973
1992 | 162.3021 | 0.01566 | 0 | 0 | 0 | 0 | 0 | 0.011745 | 0.035919
1992 | 162.3125 | 0 | 0 | 0 | 0 | 0 | 0 | 0.043065 | 0.035919
1992 | 162.3229 | 0 | 0 | 0 | 0 | 0 | 0 | 0.035235 | 0.023946
1992 | 162.3333 | 0 | 0 | 0 | 0 | 0 | 0 | 0.03915 | 0.035919
1992 | 162.3437 | 0 | 0 | 0 | 0 | 0 | 0 | 0.050895 | 0.015964
1992 | 162.3542 | 0 | 0 | 0 | 0 | 0 | 0 | 0.07047 | 0.019955
1992 | 162.3646 | 0 | 0 | 0 | 0 | 0 | 0 | 0.050895 | 0.027937
1992 | 162.375 | 0 | 0 | 0 | 0 | 0 | 0 | 0.05481 | 0.011973
1992 | 162.3854 | 0 | 0 | 0 | 0 | 0 | 0 | 0.06264 | 0.015964
1992 | 162.3958 | 0 | 0 | 0 | 0 | 0 | 0 | 0.06264 | 0.023946
1992 | 162.4062 | 0 | 0 | 0 | 0 | 0 | 0 | 0.074385 | 0.011973
1992 | 162.4167 | 0 | 0 | 0 | 0 | 0 | 0 | 0.0783 | 0.015964
1992 | 162.4271 | 0 | 0 | 0 | 0 | 0 | 0 | 0.097875 | 0.023946
1992 | 162.4375 | 0 | 0 | 0 | 0 | 0 | 0 | 0.07047 | 0.007982
1992 | 162.4479 | 0 | 0 | 0 | 0 | 0 | 0 | 0.10571 | 0.023946
1992 | 162.4583 | 0 | 0 | 0 | 0 | 0 | 0 | 0.097875 | 0.019955
1992 | 162.4687 | 0 | 0 | 0 | 0 | 0 | 0 | 0.09396 | 0.011973
1992 | 162.4792 | 0 | 0 | 0 | 0 | 0 | 0 | 0.09396 | 0.031928
1992 | 162.4896 | 0 | 0 | 0 | 0 | 0 | 0 | 0.10179 | 0.023946
1992 | 162.5 | 0 | 0 | 0 | 0 | 0 | 0 | 0.10179 | 0.015964
1992 | 162.5104 | 0 | 0 | 0 | 0 | 0 | 0 | 0.10179 | 0.023946
1992 | 162.5208 | 0 | 0 | 0 | 0 | 0 | 0 | 0.12528 | 0.023946
1992 | 162.5312 | 0 | 0 | 0 | 0 | 0 | 0 | 0.10179 | 0.036717
1992 | 162.5417 | 0 | 0 | 0 | 0 | 0 | 0 | 0.12039 | 0.031928
1992 | 162.5521 | 0 | 0 | 0 | 0 | 0 | 0 | 0.067142 | 0.019955
1992 | 162.5625 | 0 | 0 | 0 | 0 | 0 | 0 | 0.1566 | 0.031928
1992 | 162.5729 | 0 | 0 | 0 | 0 | 0 | 0 | 0.0783 | 0.015964
1992 | 162.5833 | 0 | 0 | 0 | 0 | 0 | 0 | 0.10962 | 0.03991
1992 | 162.5937 | 0 | 0 | 0 | 0 | 0 | 0 | 0.10571 | 0.015964
1992 | 162.6042 | 0 | 0 | 0 | 0 | 0 | 0 | 0.15269 | 0.031928
1992 | 162.6146 | 0 | 0 | 0 | 0 | 0 | 0 | 0.090045 | 0.011973
1992 | 162.625 | 0 | 0 | 0 | 0 | 0 | 0 | 0.06264 | 0.027937
1992 | 162.6354 | 0 | 0 | 0 | 0 | 0 | 0 | 0.16834 | 0.023946
1992 | 162.6458 | 0 | 0 | 0 | 0 | 0 | 0 | 0.090045 | 0.011973
1992 | 162.6562 | 0 | 0 | 0 | 0 | 0 | 0 | 0.08613 | 0.023946
1992 | 162.6667 | 0 | 0 | 0 | 0 | 0 | 0 | 0.097875 | 0.015964
1992 | 162.6771 | 0 | 0 | 0 | 0 | 0 | 0 | 0.08613 | 0.015964
1992 | 162.6875 | 0 | 0 | 0 | 0 | 0 | 0 | 0.11354 | 0.015964
1992 | 162.6979 | 0 | 0 | 0 | 0 | 0 | 0 | 0.08613 | 0.015964
1992 | 162.7083 | 0 | 0 | 0 | 0 | 0 | 0 | 0.050895 | 0.011973
1992 | 162.7187 | 0 | 0 | 0 | 0 | 0 | 0 | 0.10179 | 0.011973
1992 | 162.7292 | 0 | 0 | 0 | 0 | 0 | 0 | 0.058725 | 0.019955
1992 | 162.7396 | 0 | 0 | 0 | 0 | 0 | 0 | 0.0783 | 0.007982
1992 | 162.75 | 0 | 0 | 0 | 0 | 0 | 0 | 0.058725 | 0.007982
1992 | 162.7604 | 0 | 0 | 0 | 0 | 0 | 0 | 0.05481 | 0.011973
1992 | 162.7708 | 0 | 0 | 0 | 0 | 0 | 0 | 0.03915 | 0.015964
1992 | 162.7812 | 0 | 0 | 0 | 0 | 0 | 0 | 0.06264 | 0.011973
1992 | 162.7917 | 0 | 0 | 0 | 0 | 0 | 0 | 0.027405 | 0.003991
1992 | 162.8021 | 0 | 0 | 0 | 0 | 0 | 0 | 0.050895 | 0.011973
1992 | 162.8125 | 0 | 0 | 0 | 0 | 0 | 0 | 0.011745 | 0.011973
1992 | 162.8229 | 0 | 0 | 0 | 0 | 0 | 0 | 0.03915 | 0.003991
1992 | 162.8333 | 0 | 0 | 0 | 0 | 0 | 0 | 0.019575 | -0.003991
1992 | 162.8437 | 0 | 0 | 0 | 0 | 0 | 0 | 0.019575 | 0.003991
1992 | 162.8542 | 0 | 0 | 0 | 0 | 0 | 0 | 0.01566 | 0
1992 | 162.8646 | 0 | 0 | 0 | 0 | 0 | 0 | -0.003915 | 0
1992 | 162.875 | 0 | 0 | 0 | 0 | 0 | 0 | 0.00783 | 0.003991
1992 | 162.8854 | 0 | 0 | 0 | 0 | 0 | 0 | 0 | 0.003991
1992 | 162.8958 | 0 | 0 | 0 | 0 | 0 | 0 | 0.02349 | 0.003991
1992 | 162.9062 | 0 | 0 | 0 | 0 | 0 | 0 | 0.00783 | 0
1992 | 162.9167 | 0.00783 | 0 | 0 | 0 | 0 | 0 | -0.00783 | -0.003991
1992 | 162.9271 | 0 | 0 | 0 | 0 | 0 | 0 | 0.02349 | 0
1992 | 162.9375 | 0 | 0 | 0 | 0 | 0 | 0 | -0.00783 | 0
1992 | 162.9479 | 0 | 0 | 0 | 0 | 0 | 0 | 0 | 0.003991
1992 | 162.9583 | 0 | 0 | 0 | 0 | 0 | 0 | 0 | 0
1992 | 162.9687 | 0 | 0.007982 | 0 | 0 | 0 | 0 | -0.011745 | 0.003991
1992 | 162.9792 | 0 | 0 | 0 | 0 | 0 | 0 | 0.00783 | 0.007982
1992 | 162.9896 | 0 | 0 | 0 | 0 | 0 | 0 | -0.003915 | -0.003991
1992 | 163 | 0 | 0.007982 | 0 | 0 | 0 | 0 | 0.019575 | -5.6843e-14
1992 | 163.0104 | 0 | 0 | 0 | 0 | 0 | 0 | -0.01566 | 0.003991
1992 | 163.0208 | 0 | 0 | 0 | 0 | 0 | 0 | 0 | -0.003991
1992 | 163.0312 | 0 | 0.015964 | 0 | 0 | 0 | 0 | 0.003915 | 0.007982
1992 | 163.0417 | 0 | 0 | 0 | 0 | 0 | 0 | 0 | 0.011973
1992 | 163.0521 | 0 | 0 | 0 | 0 | 0 | 0 | -0.003915 | -0.007982
1992 | 163.0625 | 0 | 0 | 0 | 0 | 0 | 0 | 0 | 0
1992 | 163.0729 | 0 | 0 | 0 | 0 | 0 | 0 | 0.00783 | 0.003991
1992 | 163.0833 | 0 | 0 | 0 | 0 | 0 | 0 | 0 | -0.003991
1992 | 163.0937 | 0.01566 | 0 | 0 | 0 | 0 | 0 | 0.003915 | -0.003991
1992 | 163.1042 | 0 | 0 | 0 | 0 | 0 | 0 | 0 | 0
1992 | 163.1146 | 0 | 0 | 0 | 0 | 0 | 0 | 0 | 0
1992 | 163.125 | 0.00783 | 0.007982 | 0 | 0 | 0 | 0 | 0.00783 | -0.003991
1992 | 163.1354 | 0 | 0 | 0 | 0 | 0 | 0 | -0.003915 | 0.007982
1992 | 163.1458 | 0 | 0 | 0 | 0 | 0 | 0 | 0.003915 | -0.003991
1992 | 163.1562 | 0 | 0 | 0 | 0 | 0 | 0 | -0.00783 | 0
1992 | 163.1667 | 0 | 0.007982 | 0 | 0 | 0 | 0 | 0.003915 | 0
1992 | 163.1771 | 0.00783 | 0 | 0 | 0 | 0 | 0 | 0 | -0.003991
1992 | 163.1875 | 0 | 0 | 0 | 0 | 0 | 0 | -0.00783 | 0.003991
1992 | 163.1979 | 0 | 0.007982 | 0 | 0 | 0 | 0 | 0 | -5.6843e-14
1992 | 163.2083 | 0 | 0.007982 | 0 | 0 | 0 | 0 | -0.003915 | 0.003991
1992 | 163.2187 | 0 | 0 | 0 | 0 | 0 | 0 | 0 | 0
1992 | 163.2292 | 0 | 0.007982 | 0 | 0 | 0 | 0 | 0 | 0.003991
1992 | 163.2396 | 0.00783 | 0 | 0 | 0 | 0 | 0 | 0.003915 | -0.003991
1992 | 163.25 | 0 | 0 | 0 | 0 | 0 | 0 | 0.00783 | 0
1992 | 163.2604 | 0 | 0 | 0 | 0 | 0 | 0 | -0.003915 | 0.003991
1992 | 163.2708 | 0.01566 | 0.007982 | 0 | 0 | 0 | 0 | 0.00783 | 0.007982
1992 | 163.2812 | 0 | 0 | 0 | 0 | 0 | 0 | 0.011745 | 0.007982
1992 | 163.2917 | 0 | 0 | 0 | 0 | 0 | 0 | 0.00783 | 0.011973
1992 | 163.3021 | 0 | 0 | 0 | 0 | 0 | 0 | -0.003915 | 0.003991
1992 | 163.3125 | 0.01566 | 0 | 0 | 0 | 0 | 0 | 0.011745 | 0.015964
1992 | 163.3229 | 0 | 0 | 0 | 0 | 0 | 0 | 0.011745 | 0.031928
1992 | 163.3333 | 0 | 0 | 0 | 0 | 0 | 0 | 0.01566 | 0.023946
1992 | 163.3437 | 0 | 0 | 0 | 0 | 0 | 0 | 0.05481 | 0.043901
1992 | 163.3542 | 0 | 0 | 0 | 0 | 0 | 0 | 0.066555 | 0.031928
1992 | 163.3646 | 0 | 0 | 0 | 0 | 0 | 0 | 0.05481 | 0.019955
1992 | 163.375 | 0 | 0 | 0 | 0 | 0 | 0 | 0.050895 | 0.023946
1992 | 163.3854 | 0 | 0 | 0 | 0 | 0 | 0 | 0.050895 | 0.019955
1992 | 163.3958 | 0 | 0 | 0 | 0 | 0 | 0 | 0.066555 | 0.015964
1992 | 163.4062 | 0 | 0 | 0 | 0 | 0 | 0 | 0.06264 | 0.007982
1992 | 163.4167 | 0 | 0 | 0 | 0 | 0 | 0 | 0.082215 | 0.015964
1992 | 163.4271 | 0 | 0 | 0 | 0 | 0 | 0 | 0.07047 | 0.019955
1992 | 163.4375 | 0 | 0 | 0 | 0 | 0 | 0 | 0.0783 | 0.011973
1992 | 163.4479 | 0 | 0 | 0 | 0 | 0 | 0 | 0.05481 | 0.015964
1992 | 163.4583 | 0 | 0 | 0 | 0 | 0 | 0 | 0.10179 | 0.019955
1992 | 163.4687 | 0 | 0 | 0 | 0 | 0 | 0 | 0.08613 | 0.003991
1992 | 163.4792 | 0 | 0 | 0 | 0 | 0 | 0 | 0.0783 | 0.027937
1992 | 163.4896 | 0 | 0 | 0 | 0 | 0 | 0 | 0.12136 | 0.015964
1992 | 163.5 | 0 | 0 | 0 | 0 | 0 | 0 | 0.05481 | 0.007982
1992 | 163.5104 | 0 | 0 | 0 | 0 | 0 | 0 | 0.10571 | 0.019955
1992 | 163.5208 | 0 | 0 | 0 | 0 | 0 | 0 | 0.050895 | 0.019955
1992 | 163.5312 | 0 | 0 | 0 | 0 | 0 | 0 | 0.08613 | 0.011973
1992 | 163.5417 | 0 | 0 | 0 | 0 | 0 | 0 | 0.09396 | 0.027937
1992 | 163.5521 | 0 | 0 | 0 | 0 | 0 | 0 | 0.08613 | 0.015964
1992 | 163.5625 | 0 | 0 | 0 | 0 | 0 | 0 | 0.1057 | 0.015964
1992 | 163.5729 | 0 | 0 | 0 | 0 | 0 | 0 | 0.090045 | 0.023946
1992 | 163.5833 | 0 | 0 | 0 | 0 | 0 | 0 | 0.097875 | 0.011973
1992 | 163.5937 | 0 | 0 | 0 | 0 | 0 | 0 | 0.090045 | 0.023946
1992 | 163.6042 | 0 | 0 | 0 | 0 | 0 | 0 | 0.082215 | 0.007982
1992 | 163.6146 | 0 | 0 | 0 | 0 | 0 | 0 | 0.027405 | 0.011973
1992 | 163.625 | 0 | 0 | 1.0101 | 1.1654 | 0 | 0 | 0 | -1.1369e-13
1992 | 163.6354 | 0 | 0 | 3.6644 | 3.4482 | 0 | 0 | 0 | 0
1992 | 163.6458 | 0 | 0 | 10.3513 | 7.0242 | 0 | 0 | -1.1369e-13 | -1.1369e-13
1992 | 163.6562 | 0 | 0 | 5.8255 | 5.9386 | 0 | 0 | 0 | 5.6843e-14
1992 | 163.6667 | 0 | 0 | 12.8177 | 11.1908 | 0 | 0 | 1.1369e-13 | 0
1992 | 163.6771 | 0 | 0 | 2.1532 | 1.9556 | 0 | 0 | -1.1369e-13 | 0
1992 | 163.6875 | 0 | 0 | 6.0604 | 6.6969 | 0 | 0 | 0 | 5.6843e-14
1992 | 163.6979 | 0 | 0 | 1.9653 | 2.3068 | 0 | 0 | 5.6843e-14 | 5.6843e-14
1992 | 163.7083 | 0 | 0 | 0.86913 | 1.1494 | 0 | 0 | 0.082215 | 0.067847
1992 | 163.7187 | 0 | 0 | 0 | 0 | 0 | 0 | -0.05481 | 0.075829
1992 | 163.7292 | 0 | 0 | 0 | 0 | 0 | 0 | 0.090045 | 0.087802
1992 | 163.7396 | 0 | 0 | 0 | 0 | 0 | 0 | 0.027405 | 0.07982
1992 | 163.75 | 0 | 0 | 0 | 0 | 0 | 0 | 0.03915 | 0.095784
1992 | 163.7604 | 0 | 0 | 0 | 0 | 0 | 0 | 0.043065 | 0.043901
1992 | 163.7708 | 0 | 0 | 0.24273 | 0.047892 | 0 | 0 | -0.01566 | -0.011973
1992 | 163.7812 | 0 | 0 | 7.0862 | 7.7585 | 0 | 0 | 0 | 0
1992 | 163.7917 | 0 | 0 | 2.0906 | 2.0673 | 0 | 0 | -5.6843e-14 | -1.1369e-13
1992 | 163.8021 | 0 | 0 | 2.9206 | 2.5223 | 0 | 0 | -5.6843e-14 | 0
1992 | 163.8125 | 0 | 0 | 0.86913 | 1.4447 | 0 | 0 | 0 | 5.6843e-14
1992 | 163.8229 | 0 | 0 | 0.8613 | 0.72636 | 0 | 0 | 0.01566 | -5.6843e-14
1992 | 163.8333 | 0 | 0 | 0.38367 | 0.63058 | 0 | 0 | 0.07047 | 0.015964
1992 | 163.8437 | 0 | 0 | 0 | 0 | 0 | 0 | 0.19183 | 0.095784
1992 | 163.8542 | 0 | 0 | 0 | 0 | 0 | 0 | 0.1292 | 0.07982
1992 | 163.8646 | 0 | 0 | 0 | 0 | 0 | 0 | 0.14877 | 0.071838
1992 | 163.875 | 0 | 0 | 0 | 0 | 0 | 0 | 0.00783 | 0.055874
1992 | 163.8854 | 0.06264 | 0 | 0 | 0 | 0 | 0 | -0.01566 | 0.035919
1992 | 163.8958 | 0 | 0 | 0 | 0 | 0 | 0 | 0.082215 | 0.027937
1992 | 163.9062 | 0 | 0 | 0 | 0 | 0 | 0 | 0.035235 | 0.027937
1992 | 163.9167 | 0 | 0 | 0 | 0 | 0 | 0 | 0.035235 | 0.007982
1992 | 163.9271 | 0 | 0 | 0 | 0 | 0 | 0 | -0.003915 | 0.015964
1992 | 163.9375 | 0.02349 | 0 | 0 | 0 | 0 | 0 | 0.00783 | 0.003991
1992 | 163.9479 | 0 | 0 | 0 | 0 | 0 | 0 | 0.01566 | -5.6843e-14
1992 | 163.9583 | 0.02349 | 0 | 0 | 0 | 0 | 0 | -0.019575 | 0.011973
1992 | 163.9687 | 0 | 0 | 0 | 0 | 0 | 0 | 0.0783 | 0.031928
1992 | 163.9792 | 0 | 0 | 0 | 0 | 0 | 0 | 0 | 0.015964
1992 | 163.9896 | 0 | 0 | 0 | 0 | 0 | 0 | 0.00783 | 0.011973
1992 | 164 | 0.02349 | 0 | 0 | 0 | 0 | 0 | 0.003915 | 0.003991
1992 | 164.0104 | 0.00783 | 0 | 0.08613 | 0.095784 | 0 | 0 | 0 | 0.003991
1992 | 164.0208 | 0 | 0 | 0 | 0.055874 | 0 | 0 | -0.019575 | 0.011973
1992 | 164.0312 | 0 | 0 | 0 | 0 | 0 | 0 | 0.027405 | 0.011973
1992 | 164.0417 | 0 | 0 | 0 | 0 | 0 | 0 | -0.00783 | 0
1992 | 164.0521 | 0 | 0 | 0 | 0 | 0 | 0 | 0.00783 | -0.003991
1992 | 164.0625 | 0.00783 | 0 | 0 | 0 | 0 | 0 | -0.03915 | -0.011973
1992 | 164.0729 | 0 | 0 | 0 | 0 | 0 | 0 | 0.02349 | 0.019955
1992 | 164.0833 | 0 | 0 | 0 | 0 | 0 | 0 | -0.00783 | 0.007982
1992 | 164.0937 | 0 | 0 | 0 | 0 | 0 | 0 | 0.003915 | 0
1992 | 164.1042 | 0 | 0 | 0 | 0 | 0 | 0 | -0.00783 | -0.019955
1992 | 164.1146 | 0.01566 | 0 | 0 | 0 | 0 | 0 | 0.027405 | 0.011973
1992 | 164.125 | 0 | 0 | 0 | 0 | 0 | 0 | -0.03132 | -0.003991
1992 | 164.1354 | 0.00783 | 0 | 0 | 0 | 0 | 0 | 0.01566 | 0.015964
1992 | 164.1458 | 0 | 0 | 0 | 0 | 0 | 0 | 0.00783 | -0.007982
1992 | 164.1562 | 0.01566 | 0 | 0 | 0 | 0 | 0 | 0.00783 | 0.007982
1992 | 164.1667 | 0 | 0.007982 | 0 | 0 | 0 | 0 | 0.00783 | 0
1992 | 164.1771 | 0 | 0 | 0 | 0 | 0 | 0 | -0.01566 | 0.003991
1992 | 164.1875 | 0 | 0 | 0 | 0 | 0 | 0 | 0.00783 | 0
1992 | 164.1979 | 0 | 0 | 0 | 0 | 0 | 0 | 0 | 0.007982
1992 | 164.2083 | 0 | 0 | 0 | 0 | 0 | 0 | 0.00783 | -0.007982
1992 | 164.2187 | 0.03915 | 0 | 0 | 0 | 0 | 0 | 0.01566 | 0
1992 | 164.2292 | 0 | 0 | 0 | 0 | 0 | 0 | 0.011745 | 0
1992 | 164.2396 | 0 | 0 | 0 | 0 | 0 | 0 | 0.003915 | 0.003991
1992 | 164.25 | 0.02349 | 0 | 0 | 0 | 0 | 0 | 0.003915 | 0.003991
1992 | 164.2604 | 0.00783 | 0.007982 | 0 | 0 | 0 | 0 | -0.00783 | -5.6843e-14
1992 | 164.2708 | 0 | 0 | 0 | 0 | 0 | 0 | 0.011745 | 0.003991
1992 | 164.2812 | 0 | 0 | 0 | 0 | 0 | 0 | 0.003915 | 0.011973
1992 | 164.2917 | 0 | 0 | 0 | 0 | 0 | 0 | 0.019575 | 0.019955
1992 | 164.3021 | 0 | 0 | 0 | 0 | 0 | 0 | -0.03132 | 0.015964
1992 | 164.3125 | 0 | 0 | 0 | 0 | 0 | 0 | 0.035235 | 0.031928
1992 | 164.3229 | 0 | 0 | 0 | 0 | 0 | 0 | 0.019575 | 0.047892
1992 | 164.3333 | 0 | 0 | 0 | 0 | 0 | 0 | 0.04698 | 0.063856
1992 | 164.3437 | 0 | 0 | 0 | 0 | 0 | 0 | 0.03915 | 0.075829
1992 | 164.3542 | 0 | 0 | 0 | 0 | 0 | 0 | 0.066555 | 0.087802
1992 | 164.3646 | 0 | 0 | 0 | 0 | 0 | 0 | 0.082215 | 0.099775
1992 | 164.375 | 0 | 0 | 0 | 0 | 0 | 0 | 0.066555 | 0.091793
1992 | 164.3854 | 0 | 0 | 0 | 0 | 0 | 0 | 0.0783 | 0.10377
1992 | 164.3958 | 0 | 0 | 0 | 0 | 0 | 0 | 0.09396 | 0.11175
1992 | 164.4062 | 0 | 0 | 0 | 0 | 0 | 0 | 0.10962 | 0.11574
1992 | 164.4167 | 0 | 0 | 0 | 0 | 0 | 0 | 0.097875 | 0.091793
1992 | 164.4271 | 0 | 0 | 0 | 0 | 0 | 0 | 0.097875 | 0.10377
1992 | 164.4375 | 0 | 0 | 0 | 0 | 0 | 0 | 0.09396 | 0.083811
1992 | 164.4479 | 0 | 0 | 0 | 0 | 0 | 0 | 0.11745 | 0.095784
1992 | 164.4583 | 0 | 0 | 0 | 0 | 0 | 0 | 0.09396 | 0.063856
1992 | 164.4687 | 0 | 0 | 0 | 0 | 0 | 0 | 0.06264 | 0.051883
1992 | 164.4792 | 0 | 0 | 0 | 0 | 0 | 0 | 0.066555 | 0.071838
1992 | 164.4896 | 0 | 0 | 0 | 0 | 0 | 0 | 0.11745 | 0.055874
1992 | 164.5 | 0 | 0 | 0 | 0 | 0 | 0 | 0.1292 | 0.067847
1992 | 164.5104 | 0 | 0 | 0 | 0 | 0 | 0 | 0.13702 | 0.055874
1992 | 164.5208 | 0 | 0 | 0 | 0 | 0 | 0 | 0.074385 | 0.051883
1992 | 164.5312 | 0 | 0 | 0 | 0 | 0 | 0 | 0.12137 | 0.055874
1992 | 164.5417 | 0 | 0 | 0 | 0 | 0 | 0 | 0.13702 | 0.059865
1992 | 164.5521 | 0 | 0 | 0 | 0 | 0 | 0 | 0.074385 | 0.023946
1992 | 164.5625 | 0 | 0 | 0 | 0 | 0 | 0 | 0.082215 | 0.055874
1992 | 164.5729 | 0 | 0 | 0 | 0 | 0 | 0 | 0.097875 | 0.027937
1992 | 164.5833 | 0 | 0 | 0 | 0 | 0 | 0 | 0.090045 | 0.043901
1992 | 164.5937 | 0 | 0 | 0 | 0 | 0 | 0 | 0.11354 | 0.035919
1992 | 164.6042 | 0 | 0 | 0 | 0 | 0 | 0 | 0.10179 | 0.027937
1992 | 164.6146 | 0 | 0 | 0 | 0 | 0 | 0 | 0.10571 | 0.03991
1992 | 164.625 | 0 | 0 | 0 | 0 | 0 | 0 | 0.10571 | 0.027937
1992 | 164.6354 | 0 | 0 | 0 | 0 | 0 | 0 | 0.10179 | 0.035919
1992 | 164.6458 | 0 | 0 | 0 | 0 | 0 | 0 | 0.07047 | 0.023946
1992 | 164.6562 | 0 | 0 | 0 | 0 | 0 | 0 | 0.097875 | 0.023946
1992 | 164.6667 | 0 | 0 | 0 | 0 | 0 | 0 | 0.074385 | 0.023946
1992 | 164.6771 | 0 | 0 | 0 | 0 | 0 | 0 | 0.09396 | 0.027937
1992 | 164.6875 | 0 | 0 | 0 | 0 | 0 | 0 | 0.074385 | 0.015964
1992 | 164.6979 | 0 | 0 | 0 | 0 | 0 | 0 | 0.082215 | 0.023946
1992 | 164.7083 | 0 | 0 | 0 | 0 | 0 | 0 | 0.05481 | 0.015964
1992 | 164.7187 | 0 | 0 | 0 | 0 | 0 | 0 | 0.082215 | 0.011973
1992 | 164.7292 | 0 | 0 | 0 | 0 | 0 | 0 | 0.03915 | 0.019955
1992 | 164.7396 | 0 | 0 | 0 | 0 | 0 | 0 | 0.066555 | 0.015964
1992 | 164.75 | 0 | 0 | 0 | 0 | 0 | 0 | 0.03915 | 0.011973
1992 | 164.7604 | 0 | 0 | 0 | 0 | 0 | 0 | 0.04698 | 0
1992 | 164.7708 | 0 | 0 | 0 | 0 | 0 | 0 | 0.05481 | 0.015964
1992 | 164.7812 | 0 | 0 | 0 | 0 | 0 | 0 | 0.02349 | 0.015964
1992 | 164.7917 | 0 | 0 | 0 | 0 | 0 | 0 | 0.035235 | 0.007982
1992 | 164.8021 | 0 | 0 | 0 | 0 | 0 | 0 | 0.035235 | -0.003991
1992 | 164.8125 | 0 | 0 | 0 | 0 | 0 | 0 | 0.00783 | -0.003991
1992 | 164.8229 | 0 | 0 | 0 | 0 | 0 | 0 | 0.011745 | 0
1992 | 164.8333 | 0 | 0.007982 | 0 | 0 | 0 | 0 | 0.00783 | 0.007982
1992 | 164.8437 | 0 | 0 | 0 | 0 | 0 | 0 | 0.01566 | 0
1992 | 164.8542 | 0 | 0 | 0 | 0 | 0 | 0 | 0.00783 | 0
1992 | 164.8646 | 0 | 0 | 0 | 0 | 0 | 0 | 0.00783 | 0
1992 | 164.875 | 0 | 0.007982 | 0.01566 | 0 | 0 | 0 | 0.003915 | 0
1992 | 164.8854 | 0 | 0 | 0.41499 | 0.37515 | 0 | 0 | 1.1369e-13 | 0
1992 | 164.8958 | 0 | 0 | 0.59508 | 0.59865 | 0 | 0 | 5.6843e-14 | 1.1369e-13
1992 | 164.9062 | 0 | 0 | 0.32103 | 0.50287 | 0 | 0 | 5.6843e-14 | 0
1992 | 164.9167 | 0 | 0 | 0.29754 | 0.15964 | 0 | 0 | -1.1369e-13 | 0
1992 | 164.9271 | 0 | 0 | 0.09396 | 0.023946 | 0 | 0 | 0.11745 | 0.067847
1992 | 164.9375 | 0 | 0 | 0 | 0 | 0 | 0 | 0.082215 | 0.083811
1992 | 164.9479 | 0 | 0 | 0 | 0 | 0 | 0 | 0.08613 | 0.099775
1992 | 164.9583 | 0 | 0 | 0 | 0 | 0 | 0 | 0.050895 | 0.10377
1992 | 164.9687 | 0 | 0 | 0 | 0 | 0 | 0 | -0.00783 | 0.043901
1992 | 164.9792 | 0 | 0 | 0 | 0 | 0 | 0 | 0.04698 | 0.03991
1992 | 164.9896 | 0 | 0 | 0 | 0 | 0 | 0 | 0.043065 | 0.031928
1992 | 165 | 0 | 0 | 0 | 0 | 0 | 0 | 0.027405 | 0.027937
1992 | 165.0104 | 0 | 0 | 0 | 0 | 0 | 0 | 0.011745 | 0.011973
1992 | 165.0208 | 0 | 0 | 0 | 0 | 0 | 0 | -0.027405 | 0.027937
1992 | 165.0312 | 0 | 0 | 0 | 0 | 0 | 0 | 0.011745 | 0.011973
1992 | 165.0417 | 0 | 0 | 0 | 0 | 0 | 0 | 0.003915 | 0
1992 | 165.0521 | 0 | 0 | 0 | 0 | 0 | 0 | -0.003915 | 0
1992 | 165.0625 | 0 | 0 | 0 | 0 | 0 | 0 | 0.003915 | -0.003991
1992 | 165.0729 | 0 | 0.015964 | 0 | 0 | 0 | 0 | 0 | 0.003991
1992 | 165.0833 | 0.01566 | 0 | 0 | 0 | 0 | 0 | -1.1369e-13 | -0.003991
1992 | 165.0937 | 0.02349 | 0.007982 | 0 | 0 | 0 | 0 | -0.019575 | 0.003991
1992 | 165.1042 | 0 | 0 | 0 | 0 | 0 | 0 | 0 | 0
1992 | 165.1146 | 0 | 0.015964 | 0 | 0 | 0 | 0 | 0 | 0
1992 | 165.125 | 0 | 0 | 0 | 0 | 0 | 0 | -0.003915 | 0
1992 | 165.1354 | 0.01566 | 0.007982 | 0 | 0 | 0 | 0 | 0 | 0
1992 | 165.1458 | 0.00783 | 0 | 0 | 0 | 0 | 0 | -0.003915 | -0.007982
1992 | 165.1562 | 0.02349 | 0.007982 | 0 | 0 | 0 | 0 | 0.003915 | 0
1992 | 165.1667 | 0 | 0 | 0 | 0 | 0 | 0 | -0.027405 | 0
1992 | 165.1771 | 0 | 0 | 0 | 0 | 0 | 0 | 0.02349 | 0
1992 | 165.1875 | 0 | 0.015964 | 0 | 0 | 0 | 0 | -0.019575 | -0.015964
1992 | 165.1979 | 0.00783 | 0 | 0 | 0 | 0 | 0 | 0 | -5.6843e-14
1992 | 165.2083 | 0.02349 | 0.007982 | 0 | 0 | 0 | 0 | 0.00783 | -0.003991
1992 | 165.2187 | 0 | 0 | 0 | 0 | 0 | 0 | -0.01566 | 0
1992 | 165.2292 | 0.00783 | 0 | 0 | 0 | 0 | 0 | 0.003915 | -0.003991
1992 | 165.2396 | 0.01566 | 0.007982 | 0 | 0 | 0 | 0 | -0.00783 | 0
1992 | 165.25 | 0 | 0.007982 | 0 | 0 | 0 | 0 | 0.003915 | 0
1992 | 165.2604 | 0.02349 | 0 | 0 | 0 | 0 | 0 | 0.003915 | -0.011973
1992 | 165.2708 | 0 | 0 | 0 | 0 | 0 | 0 | 0.00783 | 0.003991
1992 | 165.2812 | 0 | 0 | 0 | 0 | 0 | 0 | -0.003915 | 0
1992 | 165.2917 | 0.01566 | 0 | 0 | 0 | 0 | 0 | 0.011745 | 0.019955
1992 | 165.3021 | 0 | 0 | 0 | 0 | 0 | 0 | 0.019575 | 0.019955
1992 | 165.3125 | 0 | 0 | 0 | 0 | 0 | 0 | 0.003915 | 0.023946
1992 | 165.3229 | 0 | 0 | 0 | 0 | 0 | 0 | 0.03915 | 0.03991
1992 | 165.3333 | 0 | 0 | 0 | 0 | 0 | 0 | 0.027405 | 0.043901
1992 | 165.3437 | 0 | 0 | 0 | 0 | 0 | 0 | 0.043065 | 0.07982
1992 | 165.3542 | 0 | 0 | 0 | 0 | 0 | 0 | 0.06264 | 0.03991
1992 | 165.3646 | 0 | 0 | 0 | 0 | 0 | 0 | 0.050895 | 0.087802
1992 | 165.375 | 0 | 0 | 0 | 0 | 0 | 0 | 0.074385 | 0.031928
1992 | 165.3854 | 0 | 0 | 0 | 0 | 0 | 0 | 0.035235 | 0.043901
1992 | 165.3958 | 0 | 0 | 0 | 0 | 0 | 0 | 0.027405 | 0.059865
1992 | 165.4062 | 0 | 0 | 0 | 0 | 0 | 0 | 0.090045 | 0.051883
1992 | 165.4167 | 0 | 0 | 0 | 0 | 0 | 0 | 0.082215 | 0.063856
1992 | 165.4271 | 0 | 0 | 0 | 0 | 0 | 0 | 0.082215 | 0.03991
1992 | 165.4375 | 0 | 0 | 0 | 0 | 0 | 0 | 0.074385 | 0.043901
1992 | 165.4479 | 0 | 0 | 0 | 0 | 0 | 0 | 0.050895 | 0.015964
1992 | 165.4583 | 0 | 0 | 0 | 0 | 0 | 0 | 0.08613 | 0.071838
1992 | 165.4687 | 0 | 0 | 0 | 0 | 0 | 0 | 0.07047 | 0.03991
1992 | 165.4792 | 0 | 0 | 0 | 0 | 0 | 0 | 0.10571 | 0.015964
1992 | 165.4896 | 0 | 0 | 0 | 0 | 0 | 0 | 0.08613 | 0.031928
1992 | 165.5 | 0 | 0 | 0 | 0 | 0 | 0 | 0.074385 | 0.031928
1992 | 165.5104 | 0 | 0 | 0 | 0 | 0 | 0 | 0.082215 | 0.015964
1992 | 165.5208 | 0 | 0 | 0 | 0 | 0 | 0 | 0.050895 | 0.035919
1992 | 165.5312 | 0 | 0 | 0 | 0 | 0 | 0 | 0.12137 | 0.019955
1992 | 165.5417 | 0 | 0 | 0 | 0 | 0 | 0 | 0.09396 | 0.027937
1992 | 165.5521 | 0 | 0 | 0 | 0 | 0 | 0 | 0.11354 | 0.031928
1992 | 165.5625 | 0 | 0 | 0 | 0 | 0 | 0 | 0.12919 | 0.027937
1992 | 165.5729 | 0 | 0 | 0 | 0 | 0 | 0 | 0.090045 | 0.03991
1992 | 165.5833 | 0 | 0 | 0 | 0 | 0 | 0 | 0.1057 | 0.043901
1992 | 165.5937 | 0 | 0 | 0 | 0 | 0 | 0 | 0.09396 | 0.019955
1992 | 165.6042 | 0 | 0 | 0 | 0 | 0 | 0 | 0.10962 | 0.03991
1992 | 165.6146 | 0 | 0 | 0 | 0 | 0 | 0 | 0.10571 | 0.023946
1992 | 165.625 | 0 | 0 | 0 | 0 | 0 | 0 | 0.09396 | 0.019955
1992 | 165.6354 | 0 | 0 | 0 | 0 | 0 | 0 | 0.097875 | 0.03991
1992 | 165.6458 | 0 | 0 | 0 | 0 | 0 | 0 | 0.074385 | 0.019955
1992 | 165.6562 | 0 | 0 | 0 | 0 | 0 | 0 | 0.15269 | 0.035919
1992 | 165.6667 | 0 | 0 | 0 | 0 | 0 | 0 | 0.0783 | 0.035919
1992 | 165.6771 | 0 | 0 | 0 | 0 | 0 | 0 | 0.0783 | 0.023946
1992 | 165.6875 | 0 | 0 | 0 | 0 | 0 | 0 | 0.082215 | 0.015964
1992 | 165.6979 | 0 | 0 | 0 | 0 | 0 | 0 | 0.10571 | 0.023946
1992 | 165.7083 | 0 | 0 | 0 | 0 | 0 | 0 | 0.082215 | 0.023946
1992 | 165.7187 | 0 | 0 | 0 | 0 | 0 | 0 | 0.05481 | 0.003991
1992 | 165.7292 | 0 | 0 | 0 | 0 | 0 | 0 | 0.1057 | 0.015964
1992 | 165.7396 | 0 | 0 | 0 | 0 | 0 | 0 | 0.050895 | 0.007982
1992 | 165.75 | 0 | 0 | 0 | 0 | 0 | 0 | 0.08613 | 0.019955
1992 | 165.7604 | 0 | 0 | 0 | 0 | 0 | 0 | 0.011745 | 0.007982
1992 | 165.7708 | 0 | 0 | 0 | 0 | 0 | 0 | 0.043065 | 0.023946
1992 | 165.7812 | 0 | 0 | 0 | 0 | 0 | 0 | 0.02349 | 0.003991
1992 | 165.7917 | 0.00783 | 0 | 0 | 0 | 0 | 0 | 0.019575 | 0
1992 | 165.8021 | 0 | 0 | 0 | 0 | 0 | 0 | 0.06264 | 0.015964
1992 | 165.8125 | 0 | 0 | 0 | 0 | 0 | 0 | 0.06264 | -0.003991
1992 | 165.8229 | 0 | 0 | 0 | 0 | 0 | 0 | 0.04698 | 0
1992 | 165.8333 | 0 | 0 | 0 | 0 | 0 | 0 | 0.027405 | 0.011973
1992 | 165.8437 | 0 | 0.015964 | 0 | 0 | 0 | 0 | -0.011745 | -5.6843e-14
1992 | 165.8542 | 0 | 0.007982 | 0 | 0 | 0 | 0 | 0.011745 | -5.6843e-14
1992 | 165.8646 | 0 | 0.007982 | 0 | 0 | 0 | 0 | -0.003915 | 0
1992 | 165.875 | 0 | 0 | 0 | 0 | 0 | 0 | 0 | 0.011973
1992 | 165.8854 | 0 | 0 | 0 | 0 | 0 | 0 | -0.00783 | -0.011973
1992 | 165.8958 | 0 | 0.015964 | 0 | 0 | 0 | 0 | 0.011745 | 0
1992 | 165.9062 | 0 | 0.007982 | 0 | 0 | 0 | 0 | 0.00783 | 0.003991
1992 | 165.9167 | 0.00783 | 0.007982 | 0 | 0 | 0 | 0 | -0.003915 | -0.003991
1992 | 165.9271 | 0 | 0 | 0 | 0 | 0 | 0 | -0.003915 | 0
1992 | 165.9375 | 0 | 0.007982 | 0 | 0 | 0 | 0 | 0.003915 | -0.007982
1992 | 165.9479 | 0 | 0.007982 | 0 | 0 | 0 | 0 | -0.003915 | 0.003991
1992 | 165.9583 | 0.03132 | 0 | 0 | 0 | 0 | 0 | 0 | -0.003991
1992 | 165.9687 | 0.00783 | 0.023946 | 0 | 0 | 0 | 0 | 0.011745 | -0.003991
1992 | 165.9792 | 0 | 0 | 0 | 0 | 0 | 0 | -0.035235 | 0.003991
1992 | 165.9896 | 0 | 0.015964 | 0 | 0 | 0 | 0 | -0.003915 | -0.007982
1992 | 166 | 0 | 0 | 0 | 0 | 0 | 0 | -0.003915 | 0
1992 | 166.0104 | 0.00783 | 0 | 0 | 0 | 0 | 0 | 0.003915 | -0.007982
1992 | 166.0208 | 0.00783 | 0.015964 | 0 | 0 | 0 | 0 | 0.003915 | 0
1992 | 166.0312 | 0 | 0.015964 | 0 | 0 | 0 | 0 | -0.011745 | 0
1992 | 166.0417 | 0 | 0 | 0 | 0 | 0 | 0 | 0.003915 | 0
1992 | 166.0521 | 0.00783 | 0.007982 | 0 | 0 | 0 | 0 | -0.027405 | 0
1992 | 166.0625 | 0 | 0.023946 | 0 | 0 | 0 | 0 | 0.01566 | 0
1992 | 166.0729 | 0.01566 | 0 | 0 | 0 | 0 | 0 | -0.011745 | -0.003991
1992 | 166.0833 | 0 | 0.015964 | 0 | 0 | 0 | 0 | 0.003915 | 0.003991
1992 | 166.0937 | 0 | 0 | 0 | 0 | 0 | 0 | -0.00783 | 0
1992 | 166.1042 | 0 | 0 | 0 | 0 | 0 | 0 | 0.00783 | 0.019955
1992 | 166.1146 | 0 | 0 | 0 | 0 | 0 | 0 | -0.003915 | 0.015964
1992 | 166.125 | 0 | 0 | 0 | 0 | 0 | 0 | 0.027405 | 0.015964
1992 | 166.1354 | 0 | 0 | 0 | 0 | 0 | 0 | -0.003915 | 0.011973
1992 | 166.1458 | 0 | 0 | 0 | 0 | 0 | 0 | 0.011745 | 0.023946
1992 | 166.1562 | 0.03132 | 0 | 0 | 0 | 0 | 0 | 0.019575 | -0.007982
1992 | 166.1667 | 0 | 0 | 0 | 0 | 0 | 0 | 0.027405 | 0.007982
1992 | 166.1771 | 0 | 0 | 0 | 0 | 0 | 0 | 0.003915 | 0
1992 | 166.1875 | 0.01566 | 0.007982 | 0 | 0 | 0 | 0 | 5.6843e-14 | 0
1992 | 166.1979 | 0.00783 | 0.007982 | 0 | 0 | 0 | 0 | -0.003915 | 0
1992 | 166.2083 | 0 | 0.015964 | 0 | 0 | 0 | 0 | -0.01566 | -0.007982
1992 | 166.2187 | 0.00783 | 0.007982 | 0 | 0 | 0 | 0 | 0.003915 | 0
1992 | 166.2292 | 0.00783 | 0.023946 | 0 | 0 | 0 | 0 | 0 | 0
1992 | 166.2396 | 0.03132 | 0.015964 | 0 | 0 | 0 | 0 | 1.1369e-13 | -5.6843e-14
1992 | 166.25 | 0.00783 | 0.015964 | 0 | 0 | 0 | 0 | -0.003915 | -5.6843e-14
1992 | 166.2604 | 0.02349 | 0.007982 | 0 | 0 | 0 | 0 | 0.003915 | 0
1992 | 166.2708 | 0.01566 | 0.015964 | 0 | 0 | 0 | 0 | 0.00783 | 0.007982
1992 | 166.2812 | 0 | 0 | 0 | 0 | 0 | 0 | -0.011745 | 0
1992 | 166.2917 | 0 | 0 | 0 | 0 | 0 | 0 | 0.019575 | 0.019955
1992 | 166.3021 | 0 | 0 | 0 | 0 | 0 | 0 | 0.03132 | 0.027937
1992 | 166.3125 | 0 | 0 | 0 | 0 | 0 | 0 | 0.035235 | 0.043901
1992 | 166.3229 | 0 | 0 | 0 | 0 | 0 | 0 | 0.066555 | 0.027937
1992 | 166.3333 | 0 | 0 | 0 | 0 | 0 | 0 | 0.066555 | 0.055874
1992 | 166.3437 | 0 | 0 | 0 | 0 | 0 | 0 | 0.07047 | 0.051883
1992 | 166.3542 | 0 | 0 | 0 | 0 | 0 | 0 | 0.09396 | 0.047892
1992 | 166.3646 | 0 | 0 | 0 | 0 | 0 | 0 | 0.09396 | 0.031928
1992 | 166.375 | 0 | 0 | 0 | 0 | 0 | 0 | 0.08613 | 0.031928
1992 | 166.3854 | 0 | 0 | 0 | 0 | 0 | 0 | 0.082215 | 0.023946
1992 | 166.3958 | 0 | 0 | 0 | 0 | 0 | 0 | 0.09396 | 0.03991
1992 | 166.4062 | 0 | 0 | 0 | 0 | 0 | 0 | 0.097875 | 0.023946
1992 | 166.4167 | 0 | 0 | 0 | 0 | 0 | 0 | 0.09396 | 0.019955
1992 | 166.4271 | 0 | 0 | 0 | 0 | 0 | 0 | 0.09396 | 0.051883
1992 | 166.4375 | 0 | 0 | 0 | 0 | 0 | 0 | 0.11745 | 0.019955
1992 | 166.4479 | 0 | 0 | 0 | 0 | 0 | 0 | 0.10962 | 0.03991
1992 | 166.4583 | 0 | 0 | 0 | 0 | 0 | 0 | 0.066555 | 0.027937
1992 | 166.4687 | 0 | 0 | 0 | 0 | 0 | 0 | 0.11745 | 0.031928
1992 | 166.4792 | 0 | 0 | 0 | 0 | 0 | 0 | 0.0783 | 0.03991
1992 | 166.4896 | 0 | 0 | 0 | 0 | 0 | 0 | 0.11353 | 0.035919
1992 | 166.5 | 0 | 0 | 0 | 0 | 0 | 0 | 0.10571 | 0.031928
1992 | 166.5104 | 0 | 0 | 0 | 0 | 0 | 0 | 0.10179 | 0.043901
1992 | 166.5208 | 0 | 0 | 0 | 0 | 0 | 0 | 0.14094 | 0.051883
1992 | 166.5312 | 0 | 0 | 0 | 0 | 0 | 0 | 0.14877 | 0.043901
1992 | 166.5417 | 0 | 0 | 0 | 0 | 0 | 0 | 0.12528 | 0.035919
1992 | 166.5521 | 0 | 0 | 0 | 0 | 0 | 0 | 0.0783 | 0.055874
1992 | 166.5625 | 0 | 0 | 0 | 0 | 0 | 0 | 0.14486 | 0.035919
1992 | 166.5729 | 0 | 0 | 0 | 0 | 0 | 0 | 0.1292 | 0.047892
1992 | 166.5833 | 0 | 0 | 0 | 0 | 0 | 0 | 0.14485 | 0.035919
1992 | 166.5937 | 0 | 0 | 0 | 0 | 0 | 0 | 0.10571 | 0.043901
1992 | 166.6042 | 0 | 0 | 0 | 0 | 0 | 0 | 0.15269 | 0.035919
1992 | 166.6146 | 0 | 0 | 0 | 0 | 0 | 0 | 0.07047 | 0.035919
1992 | 166.625 | 0 | 0 | 0 | 0 | 0 | 0 | 0.11745 | 0.03991
1992 | 166.6354 | 0 | 0 | 0 | 0 | 0 | 0 | 0.14094 | 0.051883
1992 | 166.6458 | 0 | 0 | 0 | 0 | 0 | 0 | 0.13702 | 0.035919
1992 | 166.6562 | 0 | 0 | 0 | 0 | 0 | 0 | 0.09396 | 0.03991
1992 | 166.6667 | 0 | 0 | 0 | 0 | 0 | 0 | 0.11745 | 0.047892
1992 | 166.6771 | 0 | 0 | 0 | 0 | 0 | 0 | 0.11354 | 0.027937
1992 | 166.6875 | 0 | 0 | 0 | 0 | 0 | 0 | 0.09396 | 0.031928
1992 | 166.6979 | 0 | 0 | 0 | 0 | 0 | 0 | 0.14486 | 0.031928
1992 | 166.7083 | 0 | 0 | 0 | 0 | 0 | 0 | 0.074385 | 0.031928
1992 | 166.7187 | 0 | 0 | 0 | 0 | 0 | 0 | 0.0783 | 0.023946
1992 | 166.7292 | 0 | 0 | 0 | 0 | 0 | 0 | 0.12528 | 0.031928
1992 | 166.7396 | 0 | 0 | 0 | 0 | 0 | 0 | 0.082215 | 0.047892
1992 | 166.75 | 0 | 0 | 0 | 0 | 0 | 0 | 0.097875 | 0.023946
1992 | 166.7604 | 0 | 0 | 0 | 0 | 0 | 0 | 0.09396 | 0.031928
1992 | 166.7708 | 0 | 0 | 0 | 0 | 0 | 0 | 0.058725 | 0.031928
1992 | 166.7812 | 0 | 0 | 0 | 0 | 0 | 0 | 0.0783 | 0.011973
1992 | 166.7917 | 0 | 0 | 0 | 0 | 0 | 0 | 0.066555 | 0.019955
1992 | 166.8021 | 0 | 0 | 0 | 0 | 0 | 0 | 0.050895 | 0.027937
1992 | 166.8125 | 0 | 0 | 0 | 0 | 0 | 0 | 0.02349 | 0.003991
1992 | 166.8229 | 0 | 0 | 0 | 0 | 0 | 0 | 0.043065 | 0.007982
1992 | 166.8333 | 0 | 0 | 0 | 0 | 0 | 0 | 0.02349 | 0.007982
1992 | 166.8437 | 0 | 0 | 0 | 0 | 0 | 0 | 0.027405 | 0.007982
1992 | 166.8542 | 0 | 0 | 0 | 0 | 0 | 0 | 0.011745 | 0.007982
1992 | 166.8646 | 0 | 0 | 0 | 0 | 0 | 0 | 0.03132 | 0.007982
1992 | 166.875 | 0 | 0 | 0 | 0 | 0 | 0 | 0.011745 | 0.007982
1992 | 166.8854 | 0 | 0 | 0 | 0 | 0 | 0 | 0.01566 | 0.015964
1992 | 166.8958 | 0 | 0 | 0 | 0 | 0 | 0 | 0.01566 | 0.007982
1992 | 166.9062 | 0 | 0 | 0 | 0 | 0 | 0 | 0.003915 | 0.007982
1992 | 166.9167 | 0 | 0 | 0 | 0 | 0 | 0 | 0.01566 | 0.007982
1992 | 166.9271 | 0 | 0 | 0 | 0 | 0 | 0 | 0.019575 | 0
1992 | 166.9375 | 0 | 0 | 0 | 0 | 0 | 0 | -0.003915 | 0.003991
1992 | 166.9479 | 0 | 0 | 0 | 0 | 0 | 0 | 0.03132 | 0.003991
1992 | 166.9583 | 0 | 0 | 0 | 0 | 0 | 0 | 0 | 5.6843e-14
1992 | 166.9687 | 0 | 0.007982 | 0 | 0 | 0 | 0 | 0.011745 | 0.007982
1992 | 166.9792 | 0 | 0 | 0 | 0 | 0 | 0 | -0.011745 | 0
1992 | 166.9896 | 0 | 0 | 0 | 0 | 0 | 0 | 0 | 0
1992 | 167 | 0.00783 | 0 | 0 | 0 | 0 | 0 | 0 | -0.007982
1992 | 167.0104 | 0 | 0 | 0 | 0 | 0 | 0 | 0.02349 | 0
1992 | 167.0208 | 0 | 0 | 0 | 0 | 0 | 0 | 0.01566 | -0.003991
1992 | 167.0312 | 0 | 0 | 0 | 0 | 0 | 0 | 0.00783 | 0.003991
1992 | 167.0417 | 0 | 0 | 0 | 0 | 0 | 0 | 0.00783 | 0.003991
1992 | 167.0521 | 0 | 0.007982 | 0 | 0 | 0 | 0 | -0.00783 | 0
1992 | 167.0625 | 0 | 0 | 0 | 0 | 0 | 0 | 0.003915 | -0.003991
1992 | 167.0729 | 0.00783 | 0 | 0 | 0 | 0 | 0 | 5.6843e-14 | 0
1992 | 167.0833 | 0 | 0.007982 | 0 | 0 | 0 | 0 | 0.00783 | 0
1992 | 167.0937 | 0.02349 | 0.007982 | 0 | 0 | 0 | 0 | -0.003915 | 0
1992 | 167.1042 | 0 | 0 | 0 | 0 | 0 | 0 | 0.02349 | 0.011973
1992 | 167.1146 | 0 | 0 | 0 | 0 | 0 | 0 | 0.00783 | 0
1992 | 167.125 | 0 | 0 | 0 | 0 | 0 | 0 | 0 | -0.003991
1992 | 167.1354 | 0 | 0 | 0 | 0 | 0 | 0 | 0 | 0.003991
1992 | 167.1458 | 0 | 0 | 0 | 0 | 0 | 0 | 0.003915 | 0.007982
1992 | 167.1562 | 0 | 0 | 0 | 0 | 0 | 0 | -0.011745 | 0
1992 | 167.1667 | 0 | 0 | 0 | 0 | 0 | 0 | 0.011745 | 0.007982
1992 | 167.1771 | 0 | 0 | 0 | 0 | 0 | 0 | 0.00783 | 0.003991
1992 | 167.1875 | 0 | 0 | 0 | 0 | 0 | 0 | 0.003915 | -0.003991
1992 | 167.1979 | 0 | 0 | 0 | 0 | 0 | 0 | -0.00783 | 0.007982
1992 | 167.2083 | 0 | 0 | 0 | 0 | 0 | 0 | 0.00783 | 0.003991
1992 | 167.2187 | 0.00783 | 0 | 0 | 0 | 0 | 0 | 0.003915 | 0
1992 | 167.2292 | 0.00783 | 0 | 0 | 0 | 0 | 0 | 0 | -0.011973
1992 | 167.2396 | 0 | 0 | 0 | 0 | 0 | 0 | 0.003915 | 0.003991
1992 | 167.25 | 0 | 0.007982 | 0 | 0 | 0 | 0 | 0.003915 | 0.003991
1992 | 167.2604 | 0 | 0 | 0 | 0 | 0 | 0 | 0.003915 | 0.007982
1992 | 167.2708 | 0 | 0 | 0 | 0 | 0 | 0 | -0.003915 | 0.007982
1992 | 167.2812 | 0 | 0 | 0 | 0 | 0 | 0 | 0.011745 | 0.011973
1992 | 167.2917 | 0 | 0 | 0 | 0 | 0 | 0 | 0.01566 | 0.015964
1992 | 167.3021 | 0 | 0 | 0 | 0 | 0 | 0 | 0.019575 | 0.015964
1992 | 167.3125 | 0 | 0 | 0 | 0 | 0 | 0 | -0.01566 | 0
1992 | 167.3229 | 0 | 0 | 0 | 0 | 0 | 0 | 0.043065 | 0.011973
1992 | 167.3333 | 0 | 0 | 0 | 0 | 0 | 0 | 0.011745 | 0.007982
1992 | 167.3437 | 0 | 0 | 0 | 0 | 0 | 0 | 0.02349 | 0.007982
1992 | 167.3542 | 0 | 0 | 0 | 0 | 0 | 0 | 0.05481 | 0.011973
1992 | 167.3646 | 0 | 0 | 0 | 0 | 0 | 0 | 0.035235 | 0.003991
1992 | 167.375 | 0 | 0 | 0 | 0 | 0 | 0 | 0.03915 | 0.023946
1992 | 167.3854 | 0 | 0 | 0 | 0 | 0 | 0 | 0.05481 | 0.011973
1992 | 167.3958 | 0 | 0 | 0 | 0 | 0 | 0 | 0.074385 | 0.019955
1992 | 167.4062 | 0 | 0 | 0 | 0 | 0 | 0 | 0.074385 | 0.007982
1992 | 167.4167 | 0 | 0 | 0 | 0 | 0 | 0 | 0.082215 | 0.03991
1992 | 167.4271 | 0 | 0 | 0 | 0 | 0 | 0 | 0.03132 | 0.027937
1992 | 167.4375 | 0 | 0 | 0 | 0 | 0 | 0 | 0.066555 | 0.015964
1992 | 167.4479 | 0 | 0 | 0 | 0 | 0 | 0 | 0.15268 | 0.035919
1992 | 167.4583 | 0 | 0 | 0 | 0 | 0 | 0 | 0.10571 | 0.023946
1992 | 167.4687 | 0 | 0 | 0 | 0 | 0 | 0 | 0.066555 | 0.03991
1992 | 167.4792 | 0 | 0 | 0 | 0 | 0 | 0 | 0.11745 | 0.023946
1992 | 167.4896 | 0 | 0 | 0 | 0 | 0 | 0 | 0.097875 | 0.035919
1992 | 167.5 | 0 | 0 | 0 | 0 | 0 | 0 | 0.08613 | 0.019955
1992 | 167.5104 | 0 | 0 | 0 | 0 | 0 | 0 | 0.11354 | 0.051883
1992 | 167.5208 | 0 | 0 | 0 | 0 | 0 | 0 | 0.10962 | 0.03991
1992 | 167.5312 | 0 | 0 | 0 | 0 | 0 | 0 | 0.058725 | 0.027937
1992 | 167.5417 | 0 | 0 | 0 | 0 | 0 | 0 | 0.11745 | 0.019955
1992 | 167.5521 | 0 | 0 | 0 | 0 | 0 | 0 | 0.1292 | 0.063856
1992 | 167.5625 | 0 | 0 | 0 | 0 | 0 | 0 | 0.090045 | 0.019955
1992 | 167.5729 | 0 | 0 | 0 | 0 | 0 | 0 | 0.11354 | 0.047892
1992 | 167.5833 | 0 | 0 | 0 | 0 | 0 | 0 | 0.090045 | 0.023946
1992 | 167.5937 | 0 | 0 | 0 | 0 | 0 | 0 | 0.10962 | 0.043901
1992 | 167.6042 | 0 | 0 | 0 | 0 | 0 | 0 | 0.082215 | 0.03991
1992 | 167.6146 | 0 | 0 | 0 | 0 | 0 | 0 | 0.09396 | 0.031928
1992 | 167.625 | 0 | 0 | 0 | 0 | 0 | 0 | 0.10962 | 0.023946
1992 | 167.6354 | 0 | 0 | 0 | 0 | 0 | 0 | 0.11353 | 0.055874
1992 | 167.6458 | 0 | 0 | 0 | 0 | 0 | 0 | 0.090045 | 0.007982
1992 | 167.6562 | 0 | 0 | 0 | 0 | 0 | 0 | 0.066555 | 0.031928
1992 | 167.6667 | 0 | 0 | 0 | 0 | 0 | 0 | 0.090045 | 0.035919
1992 | 167.6771 | 0 | 0 | 0 | 0 | 0 | 0 | 0.08613 | 0.023946
1992 | 167.6875 | 0 | 0 | 0 | 0 | 0 | 0 | 0.07047 | 0.031928
1992 | 167.6979 | 0 | 0 | 0 | 0 | 0 | 0 | 0.12137 | 0.027937
1992 | 167.7083 | 0 | 0 | 0 | 0 | 0 | 0 | 0.0783 | 0.027937
1992 | 167.7187 | 0 | 0 | 0 | 0 | 0 | 0 | 0.07047 | 0.027937
1992 | 167.7292 | 0 | 0 | 0 | 0 | 0 | 0 | 0.074385 | 0.023946
1992 | 167.7396 | 0 | 0 | 0 | 0 | 0 | 0 | 0.0783 | 0.027937
1992 | 167.75 | 0 | 0 | 0 | 0 | 0 | 0 | 0.0783 | 0.031928
1992 | 167.7604 | 0 | 0 | 0 | 0 | 0 | 0 | 0.082215 | 0.019955
1992 | 167.7708 | 0 | 0 | 0 | 0 | 0 | 0 | 0.043065 | 0.023946
1992 | 167.7812 | 0 | 0 | 0 | 0 | 0 | 0 | 0.03915 | 0.011973
1992 | 167.7917 | 0 | 0 | 0 | 0 | 0 | 0 | 0.043065 | 0.011973
1992 | 167.8021 | 0 | 0 | 0 | 0 | 0 | 0 | 0.03915 | 0.011973
1992 | 167.8125 | 0 | 0 | 0 | 0 | 0 | 0 | 0.04698 | 0.007982
1992 | 167.8229 | 0 | 0 | 0 | 0 | 0 | 0 | 0.02349 | 0.019955
1992 | 167.8333 | 0 | 0 | 0 | 0 | 0 | 0 | 0.011745 | 0.011973
1992 | 167.8437 | 0 | 0 | 0 | 0 | 0 | 0 | 0.03132 | -0.003991
1992 | 167.8542 | 0 | 0 | 0 | 0 | 0 | 0 | 0.01566 | 0.007982
1992 | 167.8646 | 0 | 0 | 0 | 0 | 0 | 0 | 0.003915 | 0
1992 | 167.875 | 0 | 0 | 0 | 0 | 0 | 0 | 0.019575 | 0.011973
1992 | 167.8854 | 0 | 0 | 0 | 0 | 0 | 0 | 0.02349 | 0.007982
1992 | 167.8958 | 0 | 0 | 0 | 0 | 0 | 0 | 0.011745 | 0.007982
1992 | 167.9062 | 0 | 0 | 0 | 0 | 0 | 0 | 0 | 0.011973
1992 | 167.9167 | 0 | 0 | 0 | 0 | 0 | 0 | 0.02349 | 0.003991
1992 | 167.9271 | 0 | 0 | 0 | 0 | 0 | 0 | 0.00783 | 0.003991
1992 | 167.9375 | 0 | 0 | 0 | 0 | 0 | 0 | 0.011745 | 0.015964
1992 | 167.9479 | 0 | 0 | 0 | 0 | 0 | 0 | 0.019575 | 0.011973
1992 | 167.9583 | 0 | 0 | 0 | 0 | 0 | 0 | 0.02349 | 0.003991
1992 | 167.9687 | 0 | 0 | 0 | 0 | 0 | 0 | 0.011745 | 0.011973
1992 | 167.9792 | 0 | 0 | 0 | 0 | 0 | 0 | 0.027405 | 0.007982
1992 | 167.9896 | 0 | 0 | 0 | 0 | 0 | 0 | 0.03132 | 0.007982
1992 | 168 | 0 | 0 | 0 | 0 | 0 | 0 | 0.02349 | 0.007982
1992 | 168.0104 | 0 | 0 | 0 | 0 | 0 | 0 | 0.019575 | 0.007982
1992 | 168.0208 | 0 | 0 | 0 | 0 | 0 | 0 | 0.011745 | 0.007982
1992 | 168.0312 | 0 | 0 | 0 | 0 | 0 | 0 | 0.00783 | 0.003991
1992 | 168.0417 | 0 | 0 | 0 | 0 | 0 | 0 | 0.019575 | 0.007982
1992 | 168.0521 | 0 | 0 | 0 | 0 | 0 | 0 | 0.00783 | 0.007982
1992 | 168.0625 | 0 | 0 | 0 | 0 | 0 | 0 | 0.027405 | 0
1992 | 168.0729 | 0 | 0 | 0 | 0 | 0 | 0 | 0.019575 | 0.011973
1992 | 168.0833 | 0 | 0 | 0 | 0 | 0 | 0 | 0 | 0.011973
1992 | 168.0937 | 0 | 0 | 0 | 0 | 0 | 0 | 0.027405 | 0.007982
1992 | 168.1042 | 0 | 0 | 0 | 0 | 0 | 0 | 0.02349 | 0.007982
1992 | 168.1146 | 0 | 0 | 0 | 0 | 0 | 0 | 0.019575 | 0.007982
1992 | 168.125 | 0 | 0 | 0 | 0 | 0 | 0 | -0.003915 | 0.011973
1992 | 168.1354 | 0 | 0 | 0 | 0 | 0 | 0 | 0.035235 | 0
1992 | 168.1458 | 0 | 0 | 0 | 0 | 0 | 0 | 0.00783 | 0.011973
1992 | 168.1562 | 0 | 0 | 0 | 0 | 0 | 0 | 0.01566 | 0
1992 | 168.1667 | 0 | 0 | 0 | 0 | 0 | 0 | 0.01566 | 0.015964
1992 | 168.1771 | 0 | 0 | 0 | 0 | 0 | 0 | 0.019575 | 0
1992 | 168.1875 | 0 | 0 | 0 | 0 | 0 | 0 | 0.02349 | 0.007982
1992 | 168.1979 | 0 | 0 | 0 | 0 | 0 | 0 | 0.00783 | 0.003991
1992 | 168.2083 | 0 | 0 | 0 | 0 | 0 | 0 | 0.003915 | 0
1992 | 168.2187 | 0 | 0 | 0 | 0 | 0 | 0 | 0.003915 | 0.003991
1992 | 168.2292 | 0 | 0 | 0 | 0 | 0 | 0 | 0.003915 | 0
1992 | 168.2396 | 0 | 0 | 0 | 0 | 0 | 0 | 0.00783 | 0
1992 | 168.25 | 0 | 0 | 0 | 0 | 0 | 0 | -0.003915 | 0.007982
1992 | 168.2604 | 0 | 0 | 0 | 0 | 0 | 0 | 0.01566 | 0
1992 | 168.2708 | 0 | 0 | 0 | 0 | 0 | 0 | 0.003915 | 0.003991
1992 | 168.2812 | 0 | 0 | 0 | 0 | 0 | 0 | 0.00783 | 0.003991
1992 | 168.2917 | 0 | 0 | 0 | 0 | 0 | 0 | 0.00783 | 0.003991
1992 | 168.3021 | 0 | 0 | 0 | 0 | 0 | 0 | 0.066555 | 0.003991
1992 | 168.3125 | 0 | 0 | 0.0783 | 0 | 0 | 0 | 0.03132 | 0.007982
1992 | 168.3229 | 0 | 0 | 0 | 0 | 0 | 0 | 0.019575 | 0.007982
1992 | 168.3333 | 0.01566 | 0 | 0 | 0 | 0 | 0 | 0.02349 | 0.007982
1992 | 168.3437 | 0 | 0 | 0 | 0 | 0 | 0 | 0.035235 | 0.003991
1992 | 168.3542 | 0 | 0 | 0 | 0 | 0 | 0 | 0.019575 | 0.003991
1992 | 168.3646 | 0 | 0 | 0 | 0 | 0 | 0 | 0.03132 | 0.007982
1992 | 168.375 | 0 | 0 | 0 | 0 | 0 | 0 | 0.043065 | 0.027937
1992 | 168.3854 | 0 | 0 | 0 | 0 | 0 | 0 | 0.05481 | -0.007982
1992 | 168.3958 | 0 | 0 | 0 | 0 | 0 | 0 | 0.03132 | 0.019955
1992 | 168.4062 | 0 | 0 | 0 | 0 | 0 | 0 | 0.066555 | 0.019955
1992 | 168.4167 | 0 | 0 | 0 | 0 | 0 | 0 | 0.050895 | 0.019955
1992 | 168.4271 | 0 | 0 | 0 | 0 | 0 | 0 | 0.04698 | 0.015964
1992 | 168.4375 | 0 | 0 | 0 | 0 | 0 | 0 | 0.0783 | 0.019955
1992 | 168.4479 | 0 | 0 | 0 | 0 | 0 | 0 | 0.05481 | 0.011973
1992 | 168.4583 | 0 | 0.007982 | 0 | 0 | 0 | 0 | 0.06264 | 0.035919
1992 | 168.4687 | 0 | 0 | 0 | 0 | 0 | 0 | 0.08613 | 0.015964
1992 | 168.4792 | 0 | 0 | 0 | 0 | 0 | 0 | 0.10571 | 0.035919
1992 | 168.4896 | 0 | 0 | 0 | 0 | 0 | 0 | 0.03132 | 0.031928
1992 | 168.5 | 0 | 0 | 0 | 0 | 0 | 0 | 0.090045 | 0.035919
1992 | 168.5104 | 0 | 0 | 0 | 0 | 0 | 0 | 0.10179 | 0.055874
1992 | 168.5208 | 0 | 0 | 0 | 0 | 0 | 0 | 0.12919 | 0.023946
1992 | 168.5312 | 0 | 0 | 0 | 0 | 0 | 0 | 0.090045 | 0.027937
1992 | 168.5417 | 0 | 0 | 0 | 0 | 0 | 0 | 0.10179 | 0.035919
1992 | 168.5521 | 0 | 0 | 0 | 0 | 0 | 0 | 0.10962 | 0.043901
1992 | 168.5625 | 0 | 0 | 0 | 0 | 0 | 0 | 0.11353 | 0.023946
1992 | 168.5729 | 0 | 0 | 0 | 0 | 0 | 0 | 0.035235 | 0.047892
1992 | 168.5833 | 0 | 0 | 0 | 0 | 0 | 0 | 0.11745 | 0.035919
1992 | 168.5937 | 0 | 0 | 0 | 0 | 0 | 0 | 0.10179 | 0.035919
1992 | 168.6042 | 0 | 0 | 0 | 0 | 0 | 0 | 0.16443 | 0.027937
1992 | 168.6146 | 0 | 0 | 0 | 0 | 0 | 0 | 0.00783 | 0.031928
1992 | 168.625 | 0 | 0 | 0 | 0 | 0 | 0 | 0.04698 | 0.047892
1992 | 168.6354 | 0 | 0 | 0 | 0 | 0 | 0 | -0.058725 | 0.023946
1992 | 168.6458 | 0 | 0 | 0 | 0 | 0 | 0 | 0.33669 | 0.011973
1992 | 168.6562 | 0 | 0 | 0 | 0 | 0 | 0 | 0.14094 | 0.071838
1992 | 168.6667 | 0 | 0 | 0 | 0 | 0 | 0 | 0.06264 | 0.027937
1992 | 168.6771 | 0 | 0 | 0 | 0 | 0 | 0 | 0.13311 | 0.019955
1992 | 168.6875 | 0 | 0 | 0 | 0 | 0 | 0 | 0.043065 | 0.023946
1992 | 168.6979 | 0 | 0 | 0 | 0 | 0 | 0 | 0.09396 | 0.03991
1992 | 168.7083 | 0 | 0 | 0 | 0 | 0 | 0 | 0.07047 | 0.043901
1992 | 168.7187 | 0 | 0 | 0 | 0 | 0 | 0 | 0.074385 | 0.003991
1992 | 168.7292 | 0 | 0 | 0 | 0 | 0 | 0 | 0.074385 | 0.043901
1992 | 168.7396 | 0 | 0 | 0 | 0 | 0 | 0 | 0.10962 | 0.031928
1992 | 168.75 | 0 | 0 | 0 | 0 | 0 | 0 | 0.0783 | 0.015964
1992 | 168.7604 | 0 | 0 | 0 | 0 | 0 | 0 | 0.035235 | 0.011973
1992 | 168.7708 | 0 | 0 | 0 | 0 | 0 | 0 | 0.082215 | 0.035919
1992 | 168.7812 | 0 | 0 | 0 | 0 | 0 | 0 | 0.066555 | 0.03991
1992 | 168.7917 | 0 | 0 | 0 | 0 | 0 | 0 | 0.04698 | 0.031928
1992 | 168.8021 | 0 | 0 | 0 | 0 | 0 | 0 | 0.097875 | 0.011973
1992 | 168.8125 | 0 | 0 | 0 | 0 | 0 | 0 | 0.07047 | 0.031928
1992 | 168.8229 | 0 | 0 | 0 | 0 | 0 | 0 | 0.027405 | 0.007982
1992 | 168.8333 | 0 | 0 | 0 | 0 | 0 | 0 | 0.04698 | 0.015964
1992 | 168.8437 | 0 | 0 | 0 | 0 | 0 | 0 | 0.02349 | 0.003991
1992 | 168.8542 | 0 | 0 | 0 | 0 | 0 | 0 | 0.011745 | 0.003991
1992 | 168.8646 | 0 | 0 | 0 | 0 | 0 | 0 | 0.003915 | 0
1992 | 168.875 | 0 | 0 | 0 | 0 | 0 | 0 | 0.019575 | 0.011973
1992 | 168.8854 | 0 | 0 | 0 | 0 | 0 | 0 | 0.011745 | 0.003991
1992 | 168.8958 | 0 | 0 | 0 | 0 | 0 | 0 | -0.00783 | 0
1992 | 168.9062 | 0 | 0 | 0 | 0 | 0 | 0 | 0.03132 | 0.003991
1992 | 168.9167 | 0 | 0 | 0 | 0 | 0 | 0 | 0 | 0.011973
1992 | 168.9271 | 0 | 0 | 0 | 0 | 0 | 0 | 0.019575 | 0
1992 | 168.9375 | 0 | 0 | 0 | 0 | 0 | 0 | 0.00783 | 0.003991
1992 | 168.9479 | 0 | 0 | 0 | 0 | 0 | 0 | -0.003915 | 0.011973
1992 | 168.9583 | 0 | 0 | 0 | 0 | 0 | 0 | 0.011745 | -0.003991
1992 | 168.9687 | 0 | 0 | 0 | 0 | 0 | 0 | 0.02349 | 0.015964
1992 | 168.9792 | 0 | 0 | 0 | 0 | 0 | 0 | 0 | 0.007982
1992 | 168.9896 | 0 | 0 | 0 | 0 | 0 | 0 | 0.027405 | 0.003991
1992 | 169 | 0 | 0 | 0 | 0 | 0 | 0 | 0.027405 | 0.007982
1992 | 169.0104 | 0 | 0 | 0 | 0 | 0 | 0 | 0.027405 | 0.011973
1992 | 169.0208 | 0 | 0 | 0 | 0 | 0 | 0 | 0 | 0.003991
1992 | 169.0312 | 0 | 0 | 0 | 0 | 0 | 0 | 0.01566 | 0.011973
1992 | 169.0417 | 0 | 0 | 0 | 0 | 0 | 0 | 0.011745 | 0.007982
1992 | 169.0521 | 0 | 0 | 0 | 0 | 0 | 0 | 0.00783 | 0
1992 | 169.0625 | 0 | 0 | 0 | 0 | 0 | 0 | 0.011745 | 0.007982
1992 | 169.0729 | 0 | 0 | 0 | 0 | 0 | 0 | -0.011745 | 0.015964
1992 | 169.0833 | 0.00783 | 0 | 0 | 0 | 0 | 0 | 0.019575 | 0.007982
1992 | 169.0937 | 0 | 0 | 0 | 0 | 0 | 0 | -0.01566 | -0.003991
1992 | 169.1042 | 0.00783 | 0 | 0 | 0 | 0 | 0 | 0.02349 | 0.007982
1992 | 169.1146 | 0 | 0 | 0 | 0 | 0 | 0 | 0.00783 | -0.003991
1992 | 169.125 | 0 | 0 | 0 | 0 | 0 | 0 | 0 | -0.003991
1992 | 169.1354 | 0.00783 | 0 | 0 | 0 | 0 | 0 | 0.003915 | 0.007982
1992 | 169.1458 | 0 | 0 | 0 | 0 | 0 | 0 | 0.003915 | 0
1992 | 169.1562 | 0 | 0 | 0 | 0 | 0 | 0 | 0 | -0.003991
1992 | 169.1667 | 0.00783 | 0 | 0 | 0 | 0 | 0 | 0.003915 | 0.007982
1992 | 169.1771 | 0 | 0 | 0 | 0 | 0 | 0 | 0.00783 | -0.003991
1992 | 169.1875 | 0 | 0 | 0 | 0 | 0 | 0 | -0.011745 | 0.003991
1992 | 169.1979 | 0 | 0 | 0 | 0 | 0 | 0 | 0.011745 | 0.003991
1992 | 169.2083 | 0 | 0.007982 | 0 | 0 | 0 | 0 | -0.003915 | 0.003991
1992 | 169.2187 | 0.00783 | 0 | 0 | 0 | 0 | 0 | 0.00783 | 0.003991
1992 | 169.2292 | 0 | 0.007982 | 0 | 0 | 0 | 0 | 0.00783 | 0
1992 | 169.2396 | 0 | 0 | 0 | 0 | 0 | 0 | 0.00783 | 0.015964
1992 | 169.25 | 0 | 0 | 0 | 0 | 0 | 0 | -0.003915 | 0.007982
1992 | 169.2604 | 0 | 0 | 0 | 0 | 0 | 0 | 0.003915 | 0.007982
1992 | 169.2708 | 0 | 0 | 0 | 0 | 0 | 0 | 0.00783 | 0.003991
1992 | 169.2812 | 0 | 0 | 0 | 0 | 0 | 0 | 0.00783 | 0.003991
1992 | 169.2917 | 0 | 0 | 0 | 0 | 0 | 0 | 0.019575 | 0.019955
1992 | 169.3021 | 0 | 0 | 0 | 0 | 0 | 0 | 0.01566 | 0.019955
1992 | 169.3125 | 0 | 0 | 0 | 0 | 0 | 0 | 0.02349 | 0.015964
1992 | 169.3229 | 0 | 0 | 0 | 0 | 0 | 0 | 0.02349 | 0.015964
1992 | 169.3333 | 0 | 0 | 0 | 0 | 0 | 0 | 0.043065 | 0.023946
1992 | 169.3437 | 0 | 0 | 0 | 0 | 0 | 0 | 0.027405 | 0.015964
1992 | 169.3542 | 0 | 0 | 0 | 0 | 0 | 0 | 0.04698 | 0.011973
1992 | 169.3646 | 0 | 0 | 0 | 0 | 0 | 0 | 0.03915 | 0.011973
1992 | 169.375 | 0 | 0 | 0 | 0 | 0 | 0 | 0.043065 | 0.007982
1992 | 169.3854 | 0 | 0 | 0 | 0 | 0 | 0 | 0.035235 | 0.023946
1992 | 169.3958 | 0 | 0 | 0 | 0 | 0 | 0 | 0.058725 | 0.003991
1992 | 169.4062 | 0 | 0 | 0 | 0 | 0 | 0 | 0.043065 | 0.019955
1992 | 169.4167 | 0 | 0 | 0 | 0 | 0 | 0 | 0.04698 | 0.015964
1992 | 169.4271 | 0 | 0 | 0 | 0 | 0 | 0 | 0.043065 | 0.007982
1992 | 169.4375 | 0 | 0 | 0 | 0 | 0 | 0 | 0.06264 | 0.019955
1992 | 169.4479 | 0 | 0 | 0 | 0 | 0 | 0 | 0.04698 | 0.015964
1992 | 169.4583 | 0 | 0 | 0 | 0 | 0 | 0 | 0.06264 | 0
1992 | 169.4687 | 0 | 0 | 0 | 0 | 0 | 0 | 0.074385 | 0.019955
1992 | 169.4792 | 0 | 0 | 0 | 0 | 0 | 0 | 0.04698 | 0.031928
1992 | 169.4896 | 0 | 0 | 0 | 0 | 0 | 0 | 0.066555 | 0.015964
1992 | 169.5 | 0 | 0 | 0 | 0 | 0 | 0 | 0.0783 | 0.015964
1992 | 169.5104 | 0 | 0 | 0 | 0 | 0 | 0 | 0.050895 | 0.031928
1992 | 169.5208 | 0 | 0 | 0 | 0 | 0 | 0 | 0.0783 | 0.019955
1992 | 169.5312 | 0 | 0 | 0 | 0 | 0 | 0 | 0.074385 | 0.023946
1992 | 169.5417 | 0 | 0 | 0 | 0 | 0 | 0 | 0.074385 | 0.023946
1992 | 169.5521 | 0 | 0 | 0 | 0 | 0 | 0 | 0 | 0.023946
1992 | 169.5625 | 0 | 0 | 0 | 0 | 0 | 0 | 0.1292 | 0.035919
1992 | 169.5729 | 0 | 0 | 0 | 0 | 0 | 0 | 0.066555 | 0.023946
1992 | 169.5833 | 0 | 0 | 0 | 0 | 0 | 0 | 0.02349 | 0.019955
1992 | 169.5937 | 0 | 0 | 0 | 0 | 0 | 0 | 0.097875 | 0.027937
1992 | 169.6042 | 0 | 0 | 0 | 0 | 0 | 0 | 0.08613 | 0.023946
1992 | 169.6146 | 0 | 0 | 0 | 0 | 0 | 0 | 0.03915 | 0.015964
1992 | 169.625 | 0 | 0 | 0 | 0 | 0 | 0 | 0.082215 | 0.027937
1992 | 169.6354 | 0 | 0 | 0 | 0 | 0 | 0 | 0.05481 | 0.011973
1992 | 169.6458 | 0 | 0 | 0 | 0 | 0 | 0 | 0.0783 | 0.03991
1992 | 169.6562 | 0 | 0 | 0 | 0 | 0 | 0 | 0.043065 | 0.003991
1992 | 169.6667 | 0 | 0 | 0 | 0 | 0 | 0 | 0.05481 | 0.011973
1992 | 169.6771 | 0 | 0 | 0 | 0 | 0 | 0 | 0.082215 | 0.019955
1992 | 169.6875 | 0 | 0 | 0 | 0 | 0 | 0 | 0.035235 | 0.011973
1992 | 169.6979 | 0 | 0 | 0 | 0 | 0 | 0 | 0.058725 | 0.007982
1992 | 169.7083 | 0 | 0 | 0 | 0 | 0 | 0 | 0.04698 | 0.011973
1992 | 169.7187 | 0 | 0 | 0 | 0 | 0 | 0 | 0.066555 | 0.023946
1992 | 169.7292 | 0 | 0 | 0 | 0 | 0 | 0 | 0.027405 | 0.015964
1992 | 169.7396 | 0 | 0 | 0 | 0 | 0 | 0 | 0.05481 | 0.011973
1992 | 169.75 | 0 | 0 | 0 | 0 | 0 | 0 | 0.027405 | 0.003991
1992 | 169.7604 | 0 | 0 | 0 | 0 | 0 | 0 | 0.035235 | 0.015964
1992 | 169.7708 | 0 | 0 | 0 | 0 | 0 | 0 | 0.027405 | 0.011973
1992 | 169.7812 | 0 | 0 | 0 | 0 | 0 | 0 | 0.03915 | 0.003991
1992 | 169.7917 | 0 | 0 | 0 | 0 | 0 | 0 | 0.043065 | 0.019955
1992 | 169.8021 | 0 | 0 | 0 | 0 | 0 | 0 | 0.027405 | 0.003991
1992 | 169.8125 | 0 | 0 | 0 | 0 | 0 | 0 | 0.02349 | 0.011973
1992 | 169.8229 | 0 | 0 | 0 | 0 | 0 | 0 | -0.003915 | 0.003991
1992 | 169.8333 | 0 | 0 | 0 | 0 | 0 | 0 | 0.003915 | 0
1992 | 169.8437 | 0 | 0 | 0 | 0 | 0 | 0 | 0.00783 | 0.003991
1992 | 169.8542 | 0 | 0 | 0 | 0 | 0 | 0 | 0.011745 | 0.003991
1992 | 169.8646 | 0 | 0 | 0 | 0 | 0 | 0 | -0.00783 | 0.003991
1992 | 169.875 | 0 | 0 | 0 | 0 | 0 | 0 | 0.011745 | 0
1992 | 169.8854 | 0 | 0 | 0 | 0 | 0 | 0 | 0.011745 | 0.015964
1992 | 169.8958 | 0.00783 | 0 | 0 | 0 | 0 | 0 | -0.003915 | 0
1992 | 169.9062 | 0 | 0 | 0 | 0 | 0 | 0 | 0.027405 | 0
1992 | 169.9167 | 0.02349 | 0 | 0 | 0 | 0 | 0 | 0.011745 | 0.023946
1992 | 169.9271 | 0 | 0 | 0 | 0 | 0 | 0 | 0.02349 | 0.015964
1992 | 169.9375 | 0 | 0 | 0 | 0 | 0 | 0 | 0.02349 | 0.003991
1992 | 169.9479 | 0 | 0 | 0 | 0 | 0 | 0 | 0.03132 | 0.007982
1992 | 169.9583 | 0 | 0 | 0 | 0 | 0 | 0 | -0.00783 | 0.007982
1992 | 169.9687 | 0 | 0 | 0 | 0 | 0 | 0 | 0.003915 | 0
1992 | 169.9792 | 0 | 0 | 0 | 0 | 0 | 0 | 0 | 0.003991
1992 | 169.9896 | 0 | 0 | 0 | 0 | 0 | 0 | 0.01566 | 0.007982
1992 | 170 | 0 | 0 | 0 | 0 | 0 | 0 | -0.003915 | -0.003991
1992 | 170.0104 | 0 | 0 | 0 | 0 | 0 | 0 | 0.011745 | 0.003991
1992 | 170.0208 | 0 | 0 | 0 | 0 | 0 | 0 | 0 | -0.003991
1992 | 170.0312 | 0 | 0.007982 | 0 | 0 | 0 | 0 | -0.019575 | 0.003991
1992 | 170.0417 | 0 | 0 | 0 | 0 | 0 | 0 | 0.00783 | 0
1992 | 170.0521 | 0.00783 | 0 | 0 | 0 | 0 | 0 | 0.02349 | 0.007982
1992 | 170.0625 | 0 | 0 | 0 | 0 | 0 | 0 | -0.00783 | -0.003991
1992 | 170.0729 | 0.00783 | 0.007982 | 0 | 0 | 0 | 0 | 0.00783 | 0.003991
1992 | 170.0833 | 0 | 0 | 0 | 0 | 0 | 0 | -0.003915 | 0.007982
1992 | 170.0937 | 0 | 0.007982 | 0 | 0 | 0 | 0 | -0.003915 | 0.007982
1992 | 170.1042 | 0 | 0 | 0 | 0 | 0 | 0 | 0.00783 | 0.003991
1992 | 170.1146 | 0.00783 | 0 | 0 | 0 | 0 | 0 | 0 | 0.003991
1992 | 170.125 | 0 | 0 | 0 | 0 | 0 | 0 | 0.00783 | 0
1992 | 170.1354 | 0 | 0 | 0 | 0 | 0 | 0 | -0.003915 | 0.003991
1992 | 170.1458 | 0 | 0 | 0 | 0 | 0 | 0 | 0 | 0.003991
1992 | 170.1562 | 0 | 0 | 0 | 0 | 0 | 0 | 0 | -0.007982
1992 | 170.1667 | 0.00783 | 0 | 0 | 0 | 0 | 0 | 0.003915 | 0
1992 | 170.1771 | 0 | 0 | 0 | 0 | 0 | 0 | 0 | 0.007982
1992 | 170.1875 | 0.00783 | 0 | 0 | 0 | 0 | 0 | 0.011745 | 0
1992 | 170.1979 | 0 | 0 | 0 | 0 | 0 | 0 | 0.003915 | 0.003991
1992 | 170.2083 | 0 | 0 | 0 | 0 | 0 | 0 | 0 | 0
1992 | 170.2187 | 0.00783 | 0 | 0 | 0 | 0 | 0 | 0 | 0
1992 | 170.2292 | 0 | 0 | 0 | 0 | 0 | 0 | 0.003915 | -0.003991
1992 | 170.2396 | 0 | 0 | 0 | 0 | 0 | 0 | 0.003915 | 0
1992 | 170.25 | 0 | 0 | 0 | 0 | 0 | 0 | 0.003915 | 0.003991
1992 | 170.2604 | 0 | 0 | 0 | 0 | 0 | 0 | -0.027405 | 0.003991
1992 | 170.2708 | 0 | 0 | 0 | 0 | 0 | 0 | 0.019575 | 0.003991
1992 | 170.2812 | 0 | 0 | 0 | 0 | 0 | 0 | 0.003915 | 0.011973
1992 | 170.2917 | 0 | 0 | 0 | 0 | 0 | 0 | 0.02349 | 0.027937
1992 | 170.3021 | 0 | 0 | 0 | 0 | 0 | 0 | 0.027405 | 0.019955
1992 | 170.3125 | 0 | 0 | 0 | 0 | 0 | 0 | 0.03132 | 0.015964
1992 | 170.3229 | 0 | 0 | 0 | 0 | 0 | 0 | 0.02349 | 0.023946
1992 | 170.3333 | 0 | 0 | 0 | 0 | 0 | 0 | 0.03915 | 0.007982
1992 | 170.3437 | 0 | 0 | 0 | 0 | 0 | 0 | 0.04698 | 0.003991
1992 | 170.3542 | 0 | 0 | 0 | 0 | 0 | 0 | 0.03132 | 0.015964
1992 | 170.3646 | 0 | 0 | 0 | 0 | 0 | 0 | 0.03915 | 0.007982
1992 | 170.375 | 0 | 0 | 0 | 0 | 0 | 0 | 0.035235 | 0.015964
1992 | 170.3854 | 0 | 0 | 0 | 0 | 0 | 0 | 0.058725 | -0.003991
1992 | 170.3958 | 0 | 0 | 0 | 0 | 0 | 0 | 0.011745 | 0.018957
1992 | 170.4062 | 0 | 0 | 0 | 0 | 0 | 0 | 0.03915 | 0.0059865
1992 | 170.4167 | 0 | 0 | 0 | 0 | 0 | 0 | 0.050895 | 0.0059865
1992 | 170.4271 | 0 | 0 | 0 | 0 | 0 | 0 | 0.03915 | 0.0059865
1992 | 170.4375 | 0 | 0 | 0 | 0 | 0 | 0 | 0.050895 | -0.014966
1992 | 170.4479 | 0 | 0 | 0 | 0 | 0 | 0 | 0.043065 | 0.003991
1992 | 170.4583 | 0 | 0 | 0 | 0 | 0 | 0 | 0.011745 | 0.015964
1992 | 170.4687 | 0 | 0 | 0 | 0 | 0 | 0 | 0.066555 | -0.003991
1992 | 170.4792 | 0 | 0 | 0 | 0 | 0 | 0 | 0.043065 | 0.023946
1992 | 170.4896 | 0 | 0 | 0 | 0 | 0 | 0 | 0.04698 | 0
1992 | 170.5 | 0 | 0 | 0 | 0 | 0 | 0 | 0.03915 | 0.023946
1992 | 170.5104 | 0 | 0 | 0 | 0 | 0 | 0 | 0.066555 | 0.019955
1992 | 170.5208 | 0 | 0 | 0 | 0 | 0 | 0 | 0.04698 | 0.015964
1992 | 170.5312 | 0 | 0 | 0 | 0 | 0 | 0 | 0.027405 | 0.027937
1992 | 170.5417 | 0 | 0 | 0 | 0 | 0 | 0 | 0.066555 | 0.023946
1992 | 170.5521 | 0 | 0 | 0 | 0 | 0 | 0 | 0.050895 | 0.011973
1992 | 170.5625 | 0 | 0 | 0 | 0 | 0 | 0 | 0.050895 | 0.027937
1992 | 170.5729 | 0 | 0 | 0 | 0 | 0 | 0 | 0.07047 | 0.019955
1992 | 170.5833 | 0 | 0 | 0 | 0 | 0 | 0 | 0.01566 | 0.015964
1992 | 170.5937 | 0 | 0 | 0 | 0 | 0 | 0 | 0.06264 | 0.031928
1992 | 170.6042 | 0 | 0 | 0 | 0 | 0 | 0 | 0.02349 | 0.011973
1992 | 170.6146 | 0 | 0 | 0 | 0 | 0 | 0 | 0.058725 | 0.007982
1992 | 170.625 | 0 | 0 | 0 | 0 | 0 | 0 | 0.035235 | 0.023946
1992 | 170.6354 | 0 | 0 | 0 | 0 | 0 | 0 | 0.043065 | 0.015964
1992 | 170.6458 | 0 | 0 | 0 | 0 | 0 | 0 | 0.043065 | 0
1992 | 170.6562 | 0 | 0 | 0 | 0 | 0 | 0 | -0.03132 | 0.011973
1992 | 170.6667 | 0 | 0 | 0 | 0 | 0 | 0 | 0.04698 | 0.031928
1992 | 170.6771 | 0 | 0 | 0 | 0 | 0 | 0 | 0.03132 | -0.007982
1992 | 170.6875 | 0 | 0 | 0 | 0 | 0 | 0 | 0.050895 | 0.011973
1992 | 170.6979 | 0 | 0 | 2.2942 | 2.4505 | 0 | 0 | -1.1369e-13 | 0
1992 | 170.7083 | 0 | 0 | 8.0023 | 8.7004 | 0 | 0 | 1.1369e-13 | 0
1992 | 170.7187 | 0 | 0 | 0.58725 | 0.85407 | 0 | 0 | 0.20358 | 0.10377
1992 | 170.7292 | 0 | 0 | 0 | 0 | 0 | 0 | 0.074385 | 0.07982
1992 | 170.7396 | 0.00783 | 0 | 0 | 0 | 0 | 0 | 0.019575 | 0.051883
1992 | 170.75 | 0 | 0 | 0 | 0 | 0 | 0 | 0.019575 | 0.043901
1992 | 170.7604 | 0 | 0 | 0.22707 | 0.24744 | 0 | 0 | -0.003915 | -0.003991
1992 | 170.7708 | 0 | 0 | 0 | 0 | 0 | 0 | 0.01566 | 0.095784
1992 | 170.7812 | 0 | 0 | 0 | 0 | 0 | 0 | 0.09396 | 0.043901
1992 | 170.7917 | 0 | 0 | 3.3747 | 3.2167 | 0 | 0 | 0 | 0
1992 | 170.8021 | 0 | 0 | 0.27405 | 0.23148 | 0 | 0 | 0.035235 | 0.019955
1992 | 170.8125 | 0 | 0 | 0 | 0 | 0 | 0 | 0.035235 | 0.027937
1992 | 170.8229 | 0 | 0 | 0.59508 | 0.44699 | 0 | 0 | 0.066555 | 0.027937
1992 | 170.8333 | 0.01566 | 0 | 0 | 0 | 0 | 0 | 0.003915 | 0.023946
1992 | 170.8437 | 0.00783 | 0 | 0 | 0 | 0 | 0 | 0 | 0.003991
1992 | 170.8542 | 0 | 0 | 0.06264 | 0.023946 | 0 | 0 | 0 | 0.015964
1992 | 170.8646 | 0 | 0 | 0 | 0 | 0 | 0 | 0.00783 | 0.019955
1992 | 170.875 | 0 | 0 | 0.07047 | 0.031928 | 0 | 0 | 0.02349 | -0.003991
1992 | 170.8854 | 0 | 0 | 0.75951 | 0.90197 | 0 | 0 | 1.1369e-13 | 0
1992 | 170.8958 | 0 | 0 | 0.32103 | 0.27139 | 0 | 0 | -0.01566 | 0.023946
1992 | 170.9062 | 0 | 0 | 0 | 0 | 0 | 0 | 0.10962 | 0.07982
1992 | 170.9167 | 0 | 0 | 0 | 0 | 0 | 0 | -0.035235 | 0.051883
1992 | 170.9271 | 0 | 0 | 0 | 0 | 0 | 0 | 0.04698 | 0.071838
1992 | 170.9375 | 0 | 0 | 0 | 0 | 0 | 0 | 0.12528 | 0.11973
1992 | 170.9479 | 0 | 0 | 0 | 0 | 0 | 0 | 0.07047 | 0.063856
1992 | 170.9583 | 0 | 0 | 0 | 0 | 0 | 0 | 0.06264 | 0.051883
1992 | 170.9687 | 0 | 0 | 0 | 0 | 0 | 0 | 0.058725 | 0.059865
1992 | 170.9792 | 0 | 0 | 0 | 0 | 0 | 0 | 0.019575 | 0.051883
1992 | 170.9896 | 0 | 0 | 0 | 0 | 0 | 0 | 0.043065 | 0.031928
1992 | 171 | 0 | 0 | 0 | 0 | 0 | 0 | 0.05481 | 0.015964
1992 | 171.0104 | 0 | 0 | 0 | 0 | 0 | 0 | 0 | 0.035919
1992 | 171.0208 | 0 | 0 | 0 | 0 | 0 | 0 | 0.027405 | 0.031928
1992 | 171.0312 | 0 | 0 | 0 | 0 | 0 | 0 | 0.01566 | 0.027937
1992 | 171.0417 | 0 | 0 | 0 | 0 | 0 | 0 | 0.07047 | 0.043901
1992 | 171.0521 | 0 | 0 | 0 | 0 | 0 | 0 | 0.03132 | 0.031928
1992 | 171.0625 | 0 | 0 | 0 | 0 | 0 | 0 | 0.04698 | 0.035919
1992 | 171.0729 | 0 | 0 | 0 | 0 | 0 | 0 | 0.043065 | 0.035919
1992 | 171.0833 | 0 | 0 | 0 | 0 | 0 | 0 | 0.019575 | 0.031928
1992 | 171.0937 | 0 | 0 | 0 | 0 | 0 | 0 | 0.03915 | 0.023946
1992 | 171.1042 | 0 | 0 | 0 | 0 | 0 | 0 | 0 | 0.011973
1992 | 171.1146 | 0 | 0 | 0 | 0 | 0 | 0 | 0.03132 | 0.015964
1992 | 171.125 | 0 | 0 | 0 | 0 | 0 | 0 | -0.00783 | 0.019955
1992 | 171.1354 | 0 | 0 | 0 | 0 | 0 | 0 | 0.02349 | 0.011973
1992 | 171.1458 | 0 | 0 | 0 | 0 | 0 | 0 | 0.01566 | 0.015964
1992 | 171.1562 | 0 | 0 | 0 | 0 | 0 | 0 | 0.00783 | 0.003991
1992 | 171.1667 | 0 | 0 | 0 | 0 | 0 | 0 | 0.003915 | 0.007982
1992 | 171.1771 | 0 | 0 | 0 | 0 | 0 | 0 | 0.011745 | 0.003991
1992 | 171.1875 | 0 | 0 | 0 | 0 | 0 | 0 | -0.003915 | 0.007982
1992 | 171.1979 | 0 | 0 | 0 | 0 | 0 | 0 | 0.011745 | 0.003991
1992 | 171.2083 | 0 | 0.015964 | 0 | 0 | 0 | 0 | 0.011745 | 0.003991
1992 | 171.2187 | 0 | 0 | 0 | 0 | 0 | 0 | 0.003915 | 0.015964
1992 | 171.2292 | 0 | 0 | 0 | 0 | 0 | 0 | -0.011745 | -0.003991
1992 | 171.2396 | 0 | 0 | 0 | 0 | 0 | 0 | 5.6843e-14 | 0.003991
1992 | 171.25 | 0 | 0 | 0 | 0 | 0 | 0 | 0.00783 | 0
1992 | 171.2604 | 0.01566 | 0 | 0 | 0 | 0 | 0 | -0.003915 | 5.6843e-14
1992 | 171.2708 | 0 | 0 | 0 | 0 | 0 | 0 | 0.003915 | 0.007982
1992 | 171.2812 | 0 | 0 | 0 | 0 | 0 | 0 | 0.00783 | 0.003991
1992 | 171.2917 | 0 | 0 | 0 | 0 | 0 | 0 | 0.003915 | 0.007982
1992 | 171.3021 | 0 | 0 | 0 | 0 | 0 | 0 | 0.01566 | 0.015964
1992 | 171.3125 | 0 | 0 | 0 | 0 | 0 | 0 | 0.003915 | 0.015964
1992 | 171.3229 | 0 | 0 | 0 | 0 | 0 | 0 | 0.04698 | 0.015964
1992 | 171.3333 | 0 | 0 | 0 | 0 | 0 | 0 | 0.01566 | 0.019955
1992 | 171.3437 | 0 | 0 | 0 | 0 | 0 | 0 | 0.04698 | 0.031928
1992 | 171.3542 | 0 | 0 | 0 | 0 | 0 | 0 | 0.066555 | 0.027937
1992 | 171.3646 | 0 | 0 | 0 | 0 | 0 | 0 | 0.07047 | 0.051883
1992 | 171.375 | 0 | 0 | 0 | 0 | 0 | 0 | 0.10962 | 0.055874
1992 | 171.3854 | 0 | 0 | 0 | 0 | 0 | 0 | 0.10571 | 0.043901
1992 | 171.3958 | 0 | 0 | 0 | 0 | 0 | 0 | 0.12137 | 0.067847
1992 | 171.4062 | 0 | 0 | 0 | 0 | 0 | 0 | 0.12136 | 0.027937
1992 | 171.4167 | 0 | 0 | 0 | 0 | 0 | 0 | 0.13702 | 0.051883
1992 | 171.4271 | 0 | 0 | 0 | 0 | 0 | 0 | 0.13311 | 0.07982
1992 | 171.4375 | 0 | 0 | 0 | 0 | 0 | 0 | 0.12136 | 0.03991
1992 | 171.4479 | 0 | 0 | 0 | 0 | 0 | 0 | 0.15268 | 0.055874
1992 | 171.4583 | 0 | 0 | 0 | 0 | 0 | 0 | 0.12528 | 0.059865
1992 | 171.4687 | 0 | 0 | 0 | 0 | 0 | 0 | 0.11745 | 0.055874
1992 | 171.4792 | 0 | 0 | 0 | 0 | 0 | 0 | 0.074385 | 0.023946
1992 | 171.4896 | 0 | 0 | 0 | 0 | 0 | 0 | 0.11745 | 0.059865
1992 | 171.5 | 0 | 0 | 0 | 0 | 0 | 0 | 0.11354 | 0.059865
1992 | 171.5104 | 0 | 0 | 0 | 0 | 0 | 0 | 0.11745 | 0.03991
1992 | 171.5208 | 0 | 0 | 0 | 0 | 0 | 0 | 0.097875 | 0.063856
1992 | 171.5312 | 0 | 0 | 0 | 0 | 0 | 0 | 0.08613 | 0.051883
1992 | 171.5417 | 0 | 0 | 0 | 0 | 0 | 0 | 0.08613 | 0.063856
1992 | 171.5521 | 0 | 0 | 0 | 0 | 0 | 0 | 0.1057 | 0.059865
1992 | 171.5625 | 0 | 0 | 0 | 0 | 0 | 0 | 0.074385 | 0.067847
1992 | 171.5729 | 0 | 0 | 0 | 0 | 0 | 0 | 0.082215 | 0.043901
1992 | 171.5833 | 0 | 0 | 0 | 0 | 0 | 0 | 0.066555 | 0.051883
1992 | 171.5937 | 0 | 0 | 0 | 0 | 0 | 0 | 0.090045 | 0.047892
1992 | 171.6042 | 0 | 0 | 0 | 0 | 0 | 0 | 0.07047 | 0.03991
1992 | 171.6146 | 0 | 0 | 0 | 0 | 0 | 0 | 0.058725 | 0.059865
1992 | 171.625 | 0 | 0 | 0 | 0 | 0 | 0 | 0.09396 | 0.051883
1992 | 171.6354 | 0 | 0 | 0 | 0 | 0 | 0 | 0.0783 | 0.035919
1992 | 171.6458 | 0 | 0 | 0 | 0 | 0 | 0 | 0.074385 | 0.059865
1992 | 171.6562 | 0 | 0 | 0 | 0 | 0 | 0 | 0.05481 | 0.027937
1992 | 171.6667 | 0 | 0 | 0 | 0 | 0 | 0 | 0.066555 | 0.047892
1992 | 171.6771 | 0 | 0 | 0 | 0 | 0 | 0 | 0.07047 | 0.031928
1992 | 171.6875 | 0 | 0 | 0 | 0 | 0 | 0 | 0.050895 | 0.03991
1992 | 171.6979 | 0 | 0 | 0 | 0 | 0 | 0 | 0.058725 | 0.031928
1992 | 171.7083 | 0 | 0 | 0 | 0 | 0 | 0 | 0.027405 | 0.027937
1992 | 171.7187 | 0 | 0 | 0 | 0 | 0 | 0 | 0.066555 | 0.023946
1992 | 171.7292 | 0 | 0 | 0 | 0 | 0 | 0 | 0.02349 | 0.019955
1992 | 171.7396 | 0 | 0 | 0 | 0 | 0 | 0 | 0.01566 | 0.015964
1992 | 171.75 | 0 | 0 | 0 | 0 | 0 | 0 | 0.02349 | 0.019955
1992 | 171.7604 | 0.08613 | 0 | 0 | 0 | 0 | 0 | -0.058725 | -0.007982
1992 | 171.7708 | 0 | 0 | 0 | 0 | 0 | 0 | 0.14877 | 0.035919
1992 | 171.7812 | 0 | 0 | 0 | 0 | 0 | 0 | 0.04698 | 0.035919
1992 | 171.7917 | 0 | 0 | 0 | 0 | 0 | 0 | 0.04698 | 0.023946
1992 | 171.8021 | 0 | 0 | 0 | 0 | 0 | 0 | 0.02349 | 0.031928
1992 | 171.8125 | 0 | 0 | 0 | 0 | 0 | 0 | 0.011745 | 0.003991
1992 | 171.8229 | 0 | 0 | 0 | 0 | 0 | 0 | 0.02349 | 0.011973
1992 | 171.8333 | 0 | 0 | 0 | 0 | 0 | 0 | 0.019575 | 0.007982
1992 | 171.8437 | 0 | 0 | 0 | 0 | 0 | 0 | 0.019575 | 0.007982
1992 | 171.8542 | 0 | 0 | 0 | 0 | 0 | 0 | 0.011745 | 0.003991
1992 | 171.8646 | 0 | 0 | 0 | 0 | 0 | 0 | -0.011745 | 0.007982
1992 | 171.875 | 0 | 0 | 0 | 0 | 0 | 0 | 0.011745 | 0
1992 | 171.8854 | 0 | 0 | 0 | 0 | 0 | 0 | -0.003915 | 0.023946
1992 | 171.8958 | 0 | 0 | 0 | 0 | 0 | 0 | 0.00783 | -0.003991
1992 | 171.9062 | 0 | 0 | 0 | 0 | 0 | 0 | 0.027405 | 0
1992 | 171.9167 | 0.00783 | 0 | 0 | 0 | 0 | 0 | -0.003915 | 0.003991
1992 | 171.9271 | 0 | 0 | 0 | 0 | 0 | 0 | 0 | 0.015964
1992 | 171.9375 | 0 | 0 | 0 | 0 | 0 | 0 | 0.02349 | 0.003991
1992 | 171.9479 | 0 | 0 | 0 | 0 | 0 | 0 | 0.043065 | 0.011973
1992 | 171.9583 | 0 | 0 | 0 | 0 | 0 | 0 | -0.003915 | 0.007982
1992 | 171.9687 | 0 | 0 | 0 | 0 | 0 | 0 | 0.00783 | 0.007982
1992 | 171.9792 | 0 | 0 | 0 | 0 | 0 | 0 | 0.027405 | 0.015964
1992 | 171.9896 | 0 | 0 | 0 | 0 | 0 | 0 | -0.003915 | 0.007982
1992 | 172 | 0.03132 | 0 | 0 | 0 | 0 | 0 | 0.011745 | 0.003991
1992 | 172.0104 | 0 | 0 | 0 | 0 | 0 | 0 | 0.019575 | 0.007982
1992 | 172.0208 | 0 | 0 | 0 | 0 | 0 | 0 | 0.011745 | 0.011973
1992 | 172.0312 | 0 | 0 | 0 | 0 | 0 | 0 | 0 | 0
1992 | 172.0417 | 0 | 0 | 0 | 0 | 0 | 0 | 0.01566 | 0
1992 | 172.0521 | 0 | 0.015964 | 0 | 0 | 0 | 0 | -0.04698 | 0.003991
1992 | 172.0625 | 0 | 0.007982 | 0 | 0 | 0 | 0 | 0.01566 | 0.003991
1992 | 172.0729 | 0 | 0 | 0 | 0 | 0 | 0 | 0.027405 | 0.011973
1992 | 172.0833 | 0 | 0 | 0 | 0 | 0 | 0 | -0.01566 | 0.007982
1992 | 172.0937 | 0.02349 | 0 | 0 | 0 | 0 | 0 | 0.027405 | 0
1992 | 172.1042 | 0 | 0 | 0 | 0 | 0 | 0 | 0.003915 | 0.019955
1992 | 172.1146 | 0 | 0 | 0 | 0 | 0 | 0 | 0.02349 | 0.011973
1992 | 172.125 | 0 | 0.023946 | 0 | 0 | 0 | 0 | -0.019575 | 0
1992 | 172.1354 | 0 | 0 | 0 | 0 | 0 | 0 | 0.011745 | 0.011973
1992 | 172.1458 | 0.01566 | 0 | 0 | 0 | 0 | 0 | -0.003915 | -0.003991
1992 | 172.1562 | 0 | 0 | 0 | 0 | 0 | 0 | 0.01566 | 0.007982
1992 | 172.1667 | 0 | 0 | 0 | 0 | 0 | 0 | 0.011745 | 0.003991
1992 | 172.1771 | 0 | 0 | 0 | 0 | 0 | 0 | 0 | 0.011973
1992 | 172.1875 | 0 | 0.007982 | 0 | 0 | 0 | 0 | 0.011745 | 0.003991
1992 | 172.1979 | 0.00783 | 0 | 0 | 0 | 0 | 0 | 0.003915 | 0.003991
1992 | 172.2083 | 0 | 0 | 0 | 0 | 0 | 0 | -0.011745 | 0.003991
1992 | 172.2187 | 0 | 0 | 0 | 0 | 0 | 0 | 0.00783 | 0.007982
1992 | 172.2292 | 0 | 0 | 0 | 0 | 0 | 0 | -0.011745 | 0.003991
1992 | 172.2396 | 0 | 0 | 0 | 0 | 0 | 0 | 0 | -0.007982
1992 | 172.25 | 0 | 0 | 0 | 0 | 0 | 0 | 0.003915 | -0.011973
1992 | 172.2604 | 0 | 0 | 0 | 0 | 0 | 0 | -0.003915 | 0
1992 | 172.2708 | 0.00783 | 0 | 0 | 0 | 0 | 0 | -0.011745 | 0.011973
1992 | 172.2812 | 0 | 0 | 0 | 0 | 0 | 0 | 0.01566 | 0.011973
1992 | 172.2917 | 0 | 0 | 0 | 0 | 0 | 0 | 0.003915 | -0.007982
1992 | 172.3021 | 0 | 0 | 0 | 0 | 0 | 0 | -0.00783 | 0.015964
1992 | 172.3125 | 0 | 0 | 0 | 0 | 0 | 0 | 0.011745 | 0.003991
1992 | 172.3229 | 0 | 0 | 0 | 0 | 0 | 0 | 0.027405 | 0.019955
1992 | 172.3333 | 0 | 0 | 0 | 0 | 0 | 0 | 0.01566 | -0.003991
1992 | 172.3437 | 0 | 0 | 0 | 0 | 0 | 0 | 0.019575 | 0.023946
1992 | 172.3542 | 0 | 0 | 0 | 0 | 0 | 0 | 0.00783 | 0.019955
1992 | 172.3646 | 0 | 0 | 0 | 0 | 0 | 0 | 0.043065 | 0.023946
1992 | 172.375 | 0 | 0 | 0 | 0 | 0 | 0 | 0.019575 | 0.011973
1992 | 172.3854 | 0 | 0 | 0 | 0 | 0 | 0 | 0.05481 | 0.031928
1992 | 172.3958 | 0 | 0 | 0 | 0 | 0 | 0 | 0.011745 | 0.011973
1992 | 172.4062 | 0 | 0 | 0 | 0 | 0 | 0 | 0.03915 | 0.019955
1992 | 172.4167 | 0 | 0 | 0 | 0 | 0 | 0 | 0.027405 | 0.019955
1992 | 172.4271 | 0 | 0 | 0 | 0 | 0 | 0 | 0.027405 | 0.007982
1992 | 172.4375 | 0 | 0 | 0 | 0 | 0 | 0 | 0.05481 | 0.023946
1992 | 172.4479 | 0 | 0 | 0 | 0 | 0 | 0 | 0.03915 | 0.003991
1992 | 172.4583 | 0 | 0 | 0 | 0 | 0 | 0 | 0.035235 | 0.027937
1992 | 172.4687 | 0 | 0 | 0 | 0 | 0 | 0 | 0.00783 | 0.007982
1992 | 172.4792 | 0 | 0 | 0 | 0 | 0 | 0 | 0.043065 | 0.019955
1992 | 172.4896 | 0 | 0 | 0 | 0 | 0 | 0 | 0 | 0.019955
1992 | 172.5 | 0 | 0 | 0 | 0 | 0 | 0 | 0.043065 | 0.011973
1992 | 172.5104 | 0 | 0 | 0 | 0 | 0 | 0 | 0 | 0.015964
1992 | 172.5208 | 0 | 0 | 0 | 0 | 0 | 0 | 0.03915 | 0.007982
1992 | 172.5312 | 0 | 0 | 0 | 0 | 0 | 0 | 0.00783 | 0
1992 | 172.5417 | 0 | 0 | 0 | 0 | 0 | 0 | 0.011745 | 0.027937
1992 | 172.5521 | 0 | 0 | 0 | 0 | 0 | 0 | 0.003915 | 0.007982
1992 | 172.5625 | 0.01566 | 0 | 0 | 0 | 0 | 0 | -0.04698 | 0.003991
1992 | 172.5729 | 0.01566 | 0 | 0 | 0 | 0 | 0 | 0.035235 | -0.027937
1992 | 172.5833 | 0 | 0 | 0 | 0 | 0 | 0 | 0.06264 | 0.031928
1992 | 172.5937 | 0 | 0 | 0 | 0 | 0 | 0 | 0.035235 | 0.023946
1992 | 172.6042 | 0 | 0 | 0 | 0 | 0 | 0 | 0.01566 | -0.007982
1992 | 172.6146 | 0 | 0 | 0 | 0 | 0 | 0 | 0.01566 | 0.015964
1992 | 172.625 | 0 | 0 | 0 | 0 | 0 | 0 | 0.035235 | 0.011973
1992 | 172.6354 | 0 | 0 | 0 | 0 | 0 | 0 | 0.011745 | 0.003991
1992 | 172.6458 | 0 | 0 | 0 | 0 | 0 | 0 | 0.011745 | 0.011973
1992 | 172.6562 | 0 | 0.015964 | 0 | 0 | 0 | 0 | -0.00783 | 0.007982
1992 | 172.6667 | 0.00783 | 0 | 0 | 0 | 0 | 0 | -0.003915 | 0.007982
1992 | 172.6771 | 0 | 0 | 0 | 0 | 0 | 0 | -0.011745 | -0.007982
1992 | 172.6875 | 0 | 0 | 0 | 0 | 0 | 0 | 0.003915 | 0.015964
1992 | 172.6979 | 0 | 0 | 0 | 0 | 0 | 0 | 0.043065 | 0.023946
1992 | 172.7083 | 0 | 0 | 0 | 0 | 0 | 0 | 0.00783 | 0.007982
1992 | 172.7187 | 0 | 0 | 0 | 0 | 0 | 0 | 0.043065 | 0.035919
1992 | 172.7292 | 0 | 0 | 0 | 0 | 0 | 0 | 0.03915 | 0.007982
1992 | 172.7396 | 0 | 0 | 0 | 0 | 0 | 0 | 0.035235 | 0.015964
1992 | 172.75 | 0 | 0 | 0 | 0 | 0 | 0 | -0.00783 | 0.011973
1992 | 172.7604 | 0 | 0 | 0 | 0 | 0 | 0 | 0.03132 | 0
1992 | 172.7708 | 0 | 0 | 0 | 0 | 0 | 0 | 0.00783 | 0.003991
1992 | 172.7812 | 0 | 0 | 0 | 0 | 0 | 0 | 0.003915 | 0.011973
1992 | 172.7917 | 0.02349 | 0 | 0 | 0 | 0 | 0 | 0.02349 | 0.011973
1992 | 172.8021 | 0 | 0 | 0 | 0 | 0 | 0 | 0.011745 | 0.003991
1992 | 172.8125 | 0 | 0 | 0 | 0 | 0 | 0 | 0.003915 | 0.011973
1992 | 172.8229 | 0 | 0 | 0 | 0 | 0 | 0 | 0.011745 | -0.011973
1992 | 172.8333 | 0 | 0 | 0 | 0 | 0 | 0 | 0 | 0
1992 | 172.8437 | 0 | 0 | 0 | 0 | 0 | 0 | 0.019575 | 0
1992 | 172.8542 | 0 | 0 | 0 | 0 | 0 | 0 | -0.00783 | 0.007982
1992 | 172.8646 | 0 | 0.007982 | 0 | 0 | 0 | 0 | -0.003915 | 0.003991
1992 | 172.875 | 0 | 0 | 0 | 0 | 0 | 0 | 0.00783 | 0.015964
1992 | 172.8854 | 0 | 0 | 0 | 0 | 0 | 0 | -0.011745 | -0.003991
1992 | 172.8958 | 0 | 0 | 0 | 0 | 0 | 0 | 0.01566 | 0
1992 | 172.9062 | 0.02349 | 0 | 0 | 0 | 0 | 0 | 0.003915 | 0
1992 | 172.9167 | 0 | 0.007982 | 0.02349 | 0.015964 | 0 | 0 | 0.01566 | -5.6843e-14
1992 | 172.9271 | 0 | 0 | 1.2841 | 1.2931 | 0 | 0 | 0 | 1.1369e-13
1992 | 172.9375 | 0 | 0 | 1.0492 | 0.89398 | 0 | 0 | -1.1369e-13 | 0
1992 | 172.9479 | 0 | 0 | 0.55593 | 0.51883 | 0 | 0 | 0 | 0
1992 | 172.9583 | 0 | 0 | 0.57942 | 0.55076 | 0 | 0 | -1.1369e-13 | 0
1992 | 172.9687 | 0 | 0 | 0.36801 | 0.61461 | 0 | 0 | 1.1369e-13 | 1.1369e-13
1992 | 172.9792 | 0 | 0 | 1.5738 | 1.5086 | 0 | 0 | 0 | -5.6843e-14
1992 | 172.9896 | 0 | 0 | 1.1588 | 1.1574 | 0 | 0 | 1.1369e-13 | 5.6843e-14
1992 | 173 | 0 | 0 | 1.1432 | 1.2851 | 0 | 0 | -1.1369e-13 | 5.6843e-14
1992 | 173.0104 | 0 | 0 | 1.245 | 1.309 | 0 | 0 | 0 | 1.1369e-13
1992 | 173.0208 | 0 | 0 | 1.5503 | 1.6682 | 0 | 0 | 1.1369e-13 | 5.6843e-14
1992 | 173.0312 | 0 | 0 | 2.5682 | 2.65 | 0 | 0 | -1.1369e-13 | -5.6843e-14
1992 | 173.0417 | 0 | 0 | 2.6857 | 2.658 | 0 | 0 | 0 | 0
1992 | 173.0521 | 0 | 0 | 1.6756 | 1.9476 | 0 | 0 | 1.1369e-13 | 0
1992 | 173.0625 | 0.01566 | 0 | 0.38367 | 0.18359 | 0 | 0 | 0 | -0.007982
1992 | 173.0729 | 0 | 0 | 0 | 0 | 0 | 0 | 0 | 0.027937
1992 | 173.0833 | 0 | 0 | 0 | 0 | 0 | 0 | 0.10179 | 0.003991
1992 | 173.0937 | 0 | 0 | 0 | 0 | 0 | 0 | -0.050895 | 0.019955
1992 | 173.1042 | 0 | 0 | 0 | 0 | 0 | 0 | 0.02349 | 0.011973
1992 | 173.1146 | 0 | 0 | 0 | 0 | 0 | 0 | -0.003915 | 0.019955
1992 | 173.125 | 0.03915 | 0 | 0 | 0 | 0 | 0 | 5.6843e-14 | 0.035919
1992 | 173.1354 | 0 | 0 | 0 | 0 | 0 | 0 | 0.011745 | 0.019955
1992 | 173.1458 | 0 | 0 | 0 | 0 | 0 | 0 | 0.03915 | 0.011973
1992 | 173.1562 | 0 | 0 | 0 | 0 | 0 | 0 | -0.00783 | -0.015964
1992 | 173.1667 | 0 | 0 | 0 | 0 | 0 | 0 | 0.00783 | 0.011973
1992 | 173.1771 | 0 | 0 | 0 | 0 | 0 | 0 | 0.011745 | 0.011973
1992 | 173.1875 | 0.06264 | 0 | 0 | 0 | 0 | 0 | 0 | 0
1992 | 173.1979 | 0.03132 | 0.007982 | 0 | 0 | 0 | 0 | 5.6843e-14 | 0
1992 | 173.2083 | 0 | 0 | 0 | 0 | 0 | 0 | 0.0783 | 0.003991
1992 | 173.2187 | 0 | 0 | 0 | 0 | 0 | 0 | 0.011745 | 0.003991
1992 | 173.2292 | 0 | 0 | 0 | 0 | 0 | 0 | -0.011745 | -0.003991
1992 | 173.2396 | 0 | 0 | 0 | 0 | 0 | 0 | -0.01566 | 0.003991
1992 | 173.25 | 0 | 0.007982 | 0 | 0 | 0 | 0 | 0.011745 | 0.003991
1992 | 173.2604 | 0 | 0 | 0 | 0 | 0 | 0 | 0.011745 | 0.003991
1992 | 173.2708 | 0.01566 | 0 | 0 | 0 | 0 | 0 | 0.003915 | -0.003991
1992 | 173.2812 | 0 | 0 | 0 | 0 | 0 | 0 | 0.027405 | 0.023946
1992 | 173.2917 | 0 | 0 | 0 | 0 | 0 | 0 | 0 | 0.023946
1992 | 173.3021 | 0 | 0 | 0 | 0 | 0 | 0 | 0.02349 | 0.023946
1992 | 173.3125 | 0 | 0 | 0 | 0 | 0 | 0 | 0.03132 | 0.031928
1992 | 173.3229 | 0 | 0 | 0 | 0 | 0 | 0 | 0.00783 | 0.043901
1992 | 173.3333 | 0 | 0 | 0 | 0 | 0 | 0 | 0.06264 | 0.055874
1992 | 173.3437 | 0 | 0 | 0 | 0 | 0 | 0 | 0.03132 | 0.043901
1992 | 173.3542 | 0 | 0 | 0 | 0 | 0 | 0 | 0.074385 | 0.055874
1992 | 173.3646 | 0 | 0 | 0 | 0 | 0 | 0 | 0.066555 | 0.067847
1992 | 173.375 | 0 | 0 | 0 | 0 | 0 | 0 | 0.10962 | 0.091793
1992 | 173.3854 | 0 | 0 | 0 | 0 | 0 | 0 | 0.0783 | 0.067847
1992 | 173.3958 | 0 | 0 | 0 | 0 | 0 | 0 | 0.082215 | 0.063856
1992 | 173.4062 | 0 | 0 | 0 | 0 | 0 | 0 | 0.097875 | 0.063856
1992 | 173.4167 | 0 | 0 | 0 | 0 | 0 | 0 | 0.12136 | 0.099775
1992 | 173.4271 | 0 | 0 | 0 | 0 | 0 | 0 | 0.097875 | 0.083811
1992 | 173.4375 | 0 | 0 | 0 | 0 | 0 | 0 | 0.10962 | 0.083811
1992 | 173.4479 | 0 | 0 | 0 | 0 | 0 | 0 | 0.14094 | 0.063856
1992 | 173.4583 | 0 | 0 | 0 | 0 | 0 | 0 | 0.12136 | 0.07982
1992 | 173.4687 | 0 | 0 | 0 | 0 | 0 | 0 | 0.12528 | 0.071838
1992 | 173.4792 | 0 | 0 | 0 | 0 | 0 | 0 | 0.10571 | 0.071838
1992 | 173.4896 | 0 | 0 | 0 | 0 | 0 | 0 | 0.11354 | 0.063856
1992 | 173.5 | 0 | 0 | 0 | 0 | 0 | 0 | 0.13311 | 0.063856
1992 | 173.5104 | 0 | 0 | 0 | 0 | 0 | 0 | 0.074385 | 0.047892
1992 | 173.5208 | 0 | 0 | 0 | 0 | 0 | 0 | 0.090045 | 0.047892
1992 | 173.5312 | 0 | 0 | 0 | 0 | 0 | 0 | 0.0783 | 0.043901
1992 | 173.5417 | 0 | 0 | 0 | 0 | 0 | 0 | 0.08613 | 0.03991
1992 | 173.5521 | 0 | 0 | 0 | 0 | 0 | 0 | 0.08613 | 0.043901
1992 | 173.5625 | 0 | 0 | 0 | 0 | 0 | 0 | 0.08613 | 0.071838
1992 | 173.5729 | 0 | 0 | 0 | 0 | 0 | 0 | 0.074385 | 0.051883
1992 | 173.5833 | 0 | 0 | 0 | 0 | 0 | 0 | 0.050895 | 0.027937
1992 | 173.5937 | 0 | 0 | 0 | 0 | 0 | 0 | 0.0783 | 0.043901
1992 | 173.6042 | 0 | 0 | 0 | 0 | 0 | 0 | 0.035235 | 0.035919
1992 | 173.6146 | 0 | 0 | 0 | 0 | 0 | 0 | 0.019575 | 0.031928
1992 | 173.625 | 0 | 0 | 0 | 0 | 0 | 0 | 0.058725 | 0.015964
1992 | 173.6354 | 0 | 0 | 0 | 0 | 0 | 0 | 0.03915 | 0.007982
1992 | 173.6458 | 0 | 0 | 0 | 0 | 0 | 0 | 0.027405 | 0.035919
1992 | 173.6562 | 0 | 0 | 0 | 0 | 0 | 0 | 0.027405 | 0.011973
1992 | 173.6667 | 0 | 0 | 0 | 0 | 0 | 0 | 0.04698 | 0.019955
1992 | 173.6771 | 0 | 0 | 0 | 0 | 0 | 0 | 0.027405 | 0.03991
1992 | 173.6875 | 0 | 0 | 0 | 0 | 0 | 0 | 0.058725 | 0.011973
1992 | 173.6979 | 0 | 0 | 0 | 0 | 0 | 0 | 0.043065 | 0.023946
1992 | 173.7083 | 0 | 0 | 0 | 0 | 0 | 0 | 0.035235 | 0.015964
1992 | 173.7187 | 0 | 0 | 0 | 0 | 0 | 0 | 0.01566 | 0.023946
1992 | 173.7292 | 0 | 0 | 0 | 0 | 0 | 0 | 0.027405 | 0
1992 | 173.7396 | 0 | 0 | 0 | 0 | 0 | 0 | 0.019575 | 0.027937
1992 | 173.75 | 0 | 0 | 0 | 0 | 0 | 0 | 0.019575 | 0.019955
1992 | 173.7604 | 0 | 0 | 0 | 0 | 0 | 0 | 0.019575 | 0.011973
1992 | 173.7708 | 0 | 0 | 0 | 0 | 0 | 0 | 0.01566 | 0.015964
1992 | 173.7812 | 0 | 0 | 0 | 0 | 0 | 0 | 0.019575 | 0.007982
1992 | 173.7917 | 0 | 0 | 0 | 0 | 0 | 0 | -0.00783 | -0.007982
1992 | 173.8021 | 0 | 0 | 0 | 0 | 0 | 0 | 0.011745 | 0.015964
1992 | 173.8125 | 0 | 0 | 0 | 0 | 0 | 0 | 0.003915 | 0.007982
1992 | 173.8229 | 0 | 0 | 0 | 0 | 0 | 0 | 0.003915 | 0.007982
1992 | 173.8333 | 0 | 0 | 0 | 0 | 0 | 0 | -0.003915 | 0.003991
1992 | 173.8437 | 0 | 0 | 0 | 0 | 0 | 0 | 0.027405 | -0.003991
1992 | 173.8542 | 0 | 0 | 0 | 0 | 0 | 0 | -0.011745 | 0.003991
1992 | 173.8646 | 0 | 0 | 0 | 0 | 0 | 0 | 0.011745 | 0.003991
1992 | 173.875 | 0.00783 | 0 | 0 | 0 | 0 | 0 | -0.00783 | -0.011973
1992 | 173.8854 | 0.00783 | 0 | 0 | 0 | 0 | 0 | -0.003915 | 0.007982
1992 | 173.8958 | 0 | 0 | 0 | 0 | 0 | 0 | -0.003915 | 0.003991
1992 | 173.9062 | 0.00783 | 0 | 0 | 0 | 0 | 0 | 0.01566 | 0.007982
1992 | 173.9167 | 0 | 0 | 0 | 0 | 0 | 0 | -0.01566 | -0.003991
1992 | 173.9271 | 0 | 0 | 0 | 0 | 0 | 0 | 0.03132 | 0.007982
1992 | 173.9375 | 0 | 0 | 0 | 0 | 0 | 0 | 0 | 0.003991
1992 | 173.9479 | 0 | 0 | 0 | 0 | 0 | 0 | 0.019575 | 0
1992 | 173.9583 | 0 | 0 | 0 | 0 | 0 | 0 | -0.02349 | 0.011973
1992 | 173.9687 | 0 | 0 | 0 | 0 | 0 | 0 | 0.019575 | 0
1992 | 173.9792 | 0 | 0.023946 | 0 | 0 | 0 | 0 | 0 | 0.003991
1992 | 173.9896 | 0 | 0 | 5.4497 | 5.4677 | 0 | 0 | -5.6843e-14 | 5.6843e-14
1992 | 174 | 0 | 0 | 7.8065 | 8.7802 | 0 | 0 | -5.6843e-14 | -5.6843e-14
1992 | 174.0104 | 0 | 0 | 1.4877 | 1.8039 | 0 | 0 | 5.6843e-14 | -5.6843e-14
1992 | 174.0208 | 0 | 0 | 1.5582 | 1.7002 | 0 | 0 | 0 | 5.6843e-14
1992 | 174.0312 | 0 | 0 | 1.7461 | 1.7002 | 0 | 0 | -1.7053e-13 | 1.1369e-13
1992 | 174.0417 | 0 | 0 | 1.519 | 1.6283 | 0 | 0 | 0 | 0
1992 | 174.0521 | 0 | 0 | 1.4799 | 1.4208 | 0 | 0 | 0 | -5.6843e-14
1992 | 174.0625 | 0 | 0 | 1.4016 | 1.4926 | 0 | 0 | 1.1369e-13 | -5.6843e-14
1992 | 174.0729 | 0 | 0 | 0.9396 | 1.1813 | 0 | 0 | 0 | 5.6843e-14
1992 | 174.0833 | 0 | 0 | 0.02349 | 0.063856 | 0 | 0 | 0 | 0.007982
1992 | 174.0937 | 0 | 0 | 0.14094 | 0 | 0 | 0 | 0 | 0.055874
1992 | 174.1042 | 0 | 0 | 0 | 0 | 0 | 0 | 0.058725 | 0.043901
1992 | 174.1146 | 0 | 0 | 0 | 0 | 0 | 0 | -0.04698 | 0.011973
1992 | 174.125 | 0 | 0 | 0 | 0 | 0 | 0 | 0.02349 | 0.019955
1992 | 174.1354 | 0 | 0 | 0 | 0 | 0 | 0 | 0.03132 | 0.007982
1992 | 174.1458 | 0 | 0 | 0 | 0 | 0 | 0 | -0.03915 | 0.019955
1992 | 174.1562 | 0 | 0 | 0 | 0 | 0 | 0 | 0.011745 | -0.007982
1992 | 174.1667 | 0 | 0 | 0 | 0 | 0 | 0 | 0.011745 | 0.003991
1992 | 174.1771 | 0 | 0 | 0 | 0 | 0 | 0 | 0.019575 | 0.007982
1992 | 174.1875 | 0 | 0 | 0 | 0 | 0 | 0 | 0.011745 | 0
1992 | 174.1979 | 0 | 0 | 0 | 0 | 0 | 0 | 0.003915 | -0.003991
1992 | 174.2083 | 0 | 0 | 0 | 0 | 0 | 0 | -0.003915 | -0.003991
1992 | 174.2187 | 0.00783 | 0 | 0 | 0 | 0 | 0 | -0.003915 | 0.003991
1992 | 174.2292 | 0.03132 | 0 | 0 | 0 | 0 | 0 | -0.01566 | 0.003991
1992 | 174.2396 | 0.00783 | 0 | 0 | 0 | 0 | 0 | 0 | 0.007982
1992 | 174.25 | 0 | 0 | 0 | 0 | 0 | 0 | -0.00783 | 0
1992 | 174.2604 | 0 | 0 | 0 | 0 | 0 | 0 | 0.00783 | 0.003991
1992 | 174.2708 | 0 | 0 | 0 | 0 | 0 | 0 | -0.019575 | 0
1992 | 174.2812 | 0 | 0 | 0 | 0 | 0 | 0 | 0.00783 | 0.011973
1992 | 174.2917 | 0.01566 | 0 | 0 | 0 | 0 | 0 | 0.003915 | 0.027937
1992 | 174.3021 | 0 | 0 | 0 | 0 | 0 | 0 | 0.00783 | 0.011973
1992 | 174.3125 | 0 | 0 | 0 | 0 | 0 | 0 | 0.027405 | 0.03991
1992 | 174.3229 | 0 | 0 | 0 | 0 | 0 | 0 | 0.03915 | 0.031928
1992 | 174.3333 | 0 | 0 | 0 | 0 | 0 | 0 | 0.0783 | 0.059865
1992 | 174.3437 | 0 | 0 | 0 | 0 | 0 | 0 | 0.058725 | 0.071838
1992 | 174.3542 | 0 | 0 | 0 | 0 | 0 | 0 | 0.06264 | 0.075829
1992 | 174.3646 | 0 | 0 | 0 | 0 | 0 | 0 | 0.09396 | 0.083811
1992 | 174.375 | 0 | 0 | 0 | 0 | 0 | 0 | 0.090045 | 0.091793
1992 | 174.3854 | 0 | 0 | 0 | 0 | 0 | 0 | 0.11745 | 0.087802
1992 | 174.3958 | 0 | 0 | 0 | 0 | 0 | 0 | 0.12136 | 0.091793
1992 | 174.4062 | 0 | 0 | 0 | 0 | 0 | 0 | 0.11354 | 0.07982
1992 | 174.4167 | 0 | 0 | 0 | 0 | 0 | 0 | 0.12137 | 0.071838
1992 | 174.4271 | 0 | 0 | 0 | 0 | 0 | 0 | 0.14877 | 0.087802
1992 | 174.4375 | 0 | 0 | 0 | 0 | 0 | 0 | 0.1292 | 0.083811
1992 | 174.4479 | 0 | 0 | 0 | 0 | 0 | 0 | 0.12919 | 0.075829
1992 | 174.4583 | 0 | 0 | 0 | 0 | 0 | 0 | 0.14094 | 0.067847
1992 | 174.4687 | 0 | 0 | 0 | 0 | 0 | 0 | 0.12919 | 0.075829
1992 | 174.4792 | 0 | 0 | 0 | 0 | 0 | 0 | 0.12528 | 0.059865
1992 | 174.4896 | 0 | 0 | 0 | 0 | 0 | 0 | 0.11354 | 0.063856
1992 | 174.5 | 0 | 0 | 0 | 0 | 0 | 0 | 0.11745 | 0.055874
1992 | 174.5104 | 0 | 0 | 0 | 0 | 0 | 0 | 0.097875 | 0.059865
1992 | 174.5208 | 0 | 0 | 0 | 0 | 0 | 0 | 0.11353 | 0.063856
1992 | 174.5312 | 0 | 0 | 0 | 0 | 0 | 0 | 0.097875 | 0.051883
1992 | 174.5417 | 0 | 0 | 0 | 0 | 0 | 0 | 0.090045 | 0.063856
1992 | 174.5521 | 0 | 0 | 0 | 0 | 0 | 0 | 0.082215 | 0.059865
1992 | 174.5625 | 0 | 0 | 0 | 0 | 0 | 0 | 0.10179 | 0.063856
1992 | 174.5729 | 0 | 0 | 0 | 0 | 0 | 0 | 0.06264 | 0.063856
1992 | 174.5833 | 0 | 0 | 0 | 0 | 0 | 0 | 0.058725 | 0.063856
1992 | 174.5937 | 0 | 0 | 0 | 0 | 0 | 0 | 0.090045 | 0.059865
1992 | 174.6042 | 0 | 0 | 0 | 0 | 0 | 0 | 0.08613 | 0.055874
1992 | 174.6146 | 0 | 0 | 0 | 0 | 0 | 0 | 0.04698 | 0.051883
1992 | 174.625 | 0 | 0 | 0 | 0 | 0 | 0 | 0.082215 | 0.047892
1992 | 174.6354 | 0 | 0 | 0 | 0 | 0 | 0 | 0.035235 | 0.03991
1992 | 174.6458 | 0 | 0 | 0 | 0 | 0 | 0 | 0.05481 | 0.035919
1992 | 174.6562 | 0 | 0 | 0 | 0 | 0 | 0 | 0.05481 | 0.043901
1992 | 174.6667 | 0 | 0 | 0 | 0 | 0 | 0 | 0.035235 | 0.051883
1992 | 174.6771 | 0 | 0 | 0 | 0 | 0 | 0 | 0.05481 | 0.023946
1992 | 174.6875 | 0 | 0 | 0 | 0 | 0 | 0 | 0.05481 | 0.035919
1992 | 174.6979 | 0 | 0 | 0 | 0 | 0 | 0 | 0.03915 | 0.015964
1992 | 174.7083 | 0 | 0 | 0 | 0 | 0 | 0 | 0.027405 | 0.027937
1992 | 174.7187 | 0 | 0 | 0 | 0 | 0 | 0 | 0.050895 | 0.023946
1992 | 174.7292 | 0 | 0 | 0 | 0 | 0 | 0 | 0.03132 | 0.023946
1992 | 174.7396 | 0 | 0 | 0 | 0 | 0 | 0 | 0.02349 | 0.019955
1992 | 174.75 | 0 | 0 | 0 | 0 | 0 | 0 | 0.027405 | 0.019955
1992 | 174.7604 | 0 | 0 | 0 | 0 | 0 | 0 | 0.027405 | 0.011973
1992 | 174.7708 | 0 | 0 | 0 | 0 | 0 | 0 | -0.003915 | 0.011973
1992 | 174.7812 | 0 | 0 | 0 | 0 | 0 | 0 | 0.035235 | 0.011973
1992 | 174.7917 | 0 | 0 | 0 | 0 | 0 | 0 | 0 | 0.015964
1992 | 174.8021 | 0 | 0 | 0 | 0 | 0 | 0 | 0.011745 | 0.003991
1992 | 174.8125 | 0 | 0 | 0 | 0 | 0 | 0 | 0.003915 | 0.011973
1992 | 174.8229 | 0.00783 | 0 | 0 | 0 | 0 | 0 | 0.003915 | -0.003991
1992 | 174.8333 | 0 | 0 | 0 | 0 | 0 | 0 | 0.003915 | 0.003991
1992 | 174.8437 | 0.00783 | 0 | 0 | 0 | 0 | 0 | 0.003915 | 0
1992 | 174.8542 | 0 | 0 | 0 | 0 | 0 | 0 | -0.003915 | 0
1992 | 174.8646 | 0 | 0 | 0 | 0 | 0 | 0 | 0.00783 | 0.003991
1992 | 174.875 | 0.01566 | 0 | 0 | 0 | 0 | 0 | 0 | 0
1992 | 174.8854 | 0 | 0 | 0 | 0 | 0 | 0 | 0 | 0.003991
1992 | 174.8958 | 0.00783 | 0 | 0 | 0 | 0 | 0 | 0 | 0
1992 | 174.9062 | 0 | 0 | 0 | 0 | 0 | 0 | 0 | 0
1992 | 174.9167 | 0.00783 | 0 | 0 | 0 | 0 | 0 | 0 | 0
1992 | 174.9271 | 0 | 0 | 0 | 0 | 0 | 0 | 0.00783 | 0
1992 | 174.9375 | 0 | 0 | 0 | 0 | 0 | 0 | 0 | 0.003991
1992 | 174.9479 | 0.00783 | 0.007982 | 0 | 0 | 0 | 0 | 0.003915 | -0.003991
1992 | 174.9583 | 0 | 0 | 0 | 0 | 0 | 0 | 0 | 0.007982
1992 | 174.9687 | 0.00783 | 0 | 0 | 0 | 0 | 0 | 0.003915 | 0
1992 | 174.9792 | 0 | 0 | 0 | 0 | 0 | 0 | -0.003915 | -5.6843e-14
1992 | 174.9896 | 0.02349 | 0 | 0 | 0 | 0 | 0 | 0.011745 | 5.6843e-14
1992 | 175 | 0.00783 | 0 | 0 | 0 | 0 | 0 | 0 | -5.6843e-14
1992 | 175.0104 | 0 | 0.007982 | 0 | 0 | 0 | 0 | -0.003915 | 0
1992 | 175.0208 | 0 | 0 | 0 | 0 | 0 | 0 | -0.00783 | 0
1992 | 175.0312 | 0 | 0 | 0 | 0 | 0 | 0 | -0.003915 | -0.011973
1992 | 175.0417 | 0.02349 | 0 | 0 | 0 | 0 | 0 | 0.00783 | 0.003991
1992 | 175.0521 | 0 | 0.007982 | 0 | 0 | 0 | 0 | 0.003915 | 0
1992 | 175.0625 | 0 | 0.007982 | 0 | 0 | 0 | 0 | -0.02349 | 5.6843e-14
1992 | 175.0729 | 0 | 0 | 0 | 0 | 0 | 0 | 0.011745 | 0
1992 | 175.0833 | 0 | 0 | 0 | 0 | 0 | 0 | -0.011745 | -0.003991
1992 | 175.0937 | 0.01566 | 0 | 0 | 0 | 0 | 0 | 0.003915 | 0.003991
1992 | 175.1042 | 0 | 0.007982 | 0 | 0 | 0 | 0 | 0 | 0
1992 | 175.1146 | 0 | 0 | 0 | 0 | 0 | 0 | 0.00783 | 0
1992 | 175.125 | 0.03132 | 0 | 0 | 0 | 0 | 0 | 5.6843e-14 | 0.003991
1992 | 175.1354 | 0 | 0.007982 | 0 | 0 | 0 | 0 | 0.00783 | 0.003991
1992 | 175.1458 | 0.02349 | 0 | 0 | 0 | 0 | 0 | 0.00783 | 0.003991
1992 | 175.1562 | 0 | 0 | 0 | 0 | 0 | 0 | -0.003915 | -0.003991
1992 | 175.1667 | 0 | 0 | 0 | 0 | 0 | 0 | -0.00783 | 0
1992 | 175.1771 | 0 | 0 | 0 | 0 | 0 | 0 | 0 | 0
1992 | 175.1875 | 0.00783 | 0 | 0 | 0 | 0 | 0 | 0.003915 | -0.003991
1992 | 175.1979 | 0.02349 | 0 | 0 | 0 | 0 | 0 | 0 | 0.011973
1992 | 175.2083 | 0.05481 | 0 | 0 | 0 | 0 | 0 | 0.003915 | -0.011973
1992 | 175.2187 | 0 | 0 | 0 | 0 | 0 | 0 | 0.05481 | 0.015964
1992 | 175.2292 | 0 | 0 | 0 | 0 | 0 | 0 | 0 | 0.007982
1992 | 175.2396 | 0 | 0 | 0 | 0 | 0 | 0 | 0.011745 | 0.003991
1992 | 175.25 | 0 | 0 | 0 | 0 | 0 | 0 | -0.003915 | 0.007982
1992 | 175.2604 | 0 | 0 | 0 | 0 | 0 | 0 | 0.003915 | 0.015964
1992 | 175.2708 | 0 | 0 | 0 | 0 | 0 | 0 | 0.011745 | 0.015964
1992 | 175.2812 | 0 | 0 | 0 | 0 | 0 | 0 | 0.02349 | 0.027937
1992 | 175.2917 | 0 | 0 | 0 | 0 | 0 | 0 | 0.00783 | 0.015964
1992 | 175.3021 | 0 | 0 | 0 | 0 | 0 | 0 | 0.027405 | 0.015964
1992 | 175.3125 | 0 | 0 | 0 | 0 | 0 | 0 | 0.027405 | 0.023946
1992 | 175.3229 | 0 | 0 | 0 | 0 | 0 | 0 | 0.027405 | 0.011973
1992 | 175.3333 | 0 | 0 | 0 | 0 | 0 | 0 | 0.027405 | 0.015964
1992 | 175.3437 | 0 | 0 | 0 | 0 | 0 | 0 | 0.027405 | 0.019955
1992 | 175.3542 | 0 | 0 | 0 | 0 | 0 | 0 | 0.027405 | 0
1992 | 175.3646 | 0 | 0 | 0 | 0 | 0 | 0 | 0.02349 | 0.015964
1992 | 175.375 | 0 | 0 | 0 | 0 | 0 | 0 | 0.02349 | 0.003991
1992 | 175.3854 | 0 | 0 | 0 | 0 | 0 | 0 | 0.03132 | 0.011973
1992 | 175.3958 | 0 | 0 | 0 | 0 | 0 | 0 | 0.035235 | 0.023946
1992 | 175.4062 | 0 | 0 | 0 | 0 | 0 | 0 | 0.058725 | 0.015964
1992 | 175.4167 | 0 | 0 | 0 | 0 | 0 | 0 | 0.04698 | 0.015964
1992 | 175.4271 | 0 | 0 | 0 | 0 | 0 | 0 | 0.02349 | 0.019955
1992 | 175.4375 | 0 | 0 | 0 | 0 | 0 | 0 | 0.04698 | 0.019955
1992 | 175.4479 | 0 | 0 | 0 | 0 | 0 | 0 | 0.03915 | 0.023946
1992 | 175.4583 | 0 | 0 | 0 | 0 | 0 | 0 | 0.05481 | 0.019955
1992 | 175.4687 | 0 | 0 | 0 | 0 | 0 | 0 | 0.058725 | 0.019955
1992 | 175.4792 | 0 | 0 | 0 | 0 | 0 | 0 | 0.050895 | 0.027937
1992 | 175.4896 | 0 | 0 | 0 | 0 | 0 | 0 | 0.06264 | 0.047892
1992 | 175.5 | 0 | 0 | 0 | 0 | 0 | 0 | 0.04698 | 0.027937
1992 | 175.5104 | 0 | 0 | 0 | 0 | 0 | 0 | 0.050895 | 0.047892
1992 | 175.5208 | 0 | 0 | 0 | 0 | 0 | 0 | 0.06264 | 0.031928
1992 | 175.5312 | 0 | 0 | 0 | 0 | 0 | 0 | 0.06264 | 0.051883
1992 | 175.5417 | 0 | 0 | 0 | 0 | 0 | 0 | 0.03915 | 0.055874
1992 | 175.5521 | 0 | 0 | 0 | 0 | 0 | 0 | 0.04698 | 0.055874
1992 | 175.5625 | 0 | 0 | 0 | 0 | 0 | 0 | 0.02349 | 0.055874
1992 | 175.5729 | 0 | 0 | 0 | 0 | 0 | 0 | 0.06264 | 0.059865
1992 | 175.5833 | 0 | 0 | 0 | 0 | 0 | 0 | 0.035235 | 0.059865
1992 | 175.5937 | 0 | 0 | 0 | 0 | 0 | 0 | 0.066555 | 0.063856
1992 | 175.6042 | 0 | 0 | 0 | 0 | 0 | 0 | 0.035235 | 0.035919
1992 | 175.6146 | 0 | 0 | 0 | 0 | 0 | 0 | 0.058725 | 0.059865
1992 | 175.625 | 0 | 0 | 0 | 0 | 0 | 0 | 0.003915 | 0.047892
1992 | 175.6354 | 0 | 0 | 0 | 0 | 0 | 0 | 0.074385 | 0.03991
1992 | 175.6458 | 0 | 0 | 0 | 0 | 0 | 0 | 0.035235 | 0.03991
1992 | 175.6562 | 0 | 0 | 0 | 0 | 0 | 0 | 0.03915 | 0.03991
1992 | 175.6667 | 0 | 0 | 0 | 0 | 0 | 0 | 0.035235 | 0.043901
1992 | 175.6771 | 0 | 0 | 0 | 0 | 0 | 0 | 0.04698 | 0.027937
1992 | 175.6875 | 0 | 0 | 0 | 0 | 0 | 0 | 0.00783 | 0.035919
1992 | 175.6979 | 0 | 0 | 0 | 0 | 0 | 0 | 0.03915 | 0.035919
1992 | 175.7083 | 0 | 0 | 0 | 0 | 0 | 0 | 0.066555 | 0.019955
1992 | 175.7187 | 0 | 0 | 0 | 0 | 0 | 0 | 0.019575 | 0.027937
1992 | 175.7292 | 0 | 0 | 0 | 0 | 0 | 0 | 0.03132 | 0.019955
1992 | 175.7396 | 0 | 0 | 0 | 0 | 0 | 0 | 0.02349 | 0.027937
1992 | 175.75 | 0 | 0 | 0 | 0 | 0 | 0 | 0.03915 | 0.019955
1992 | 175.7604 | 0 | 0 | 0 | 0 | 0 | 0 | 0.003915 | 0.015964
1992 | 175.7708 | 0 | 0 | 0 | 0 | 0 | 0 | 0.011745 | 0.019955
1992 | 175.7812 | 0 | 0 | 0 | 0 | 0 | 0 | 0.003915 | 0.011973
1992 | 175.7917 | 0 | 0 | 0 | 0 | 0 | 0 | 0.011745 | 0.007982
1992 | 175.8021 | 0 | 0 | 0 | 0 | 0 | 0 | 0.011745 | 0.011973
1992 | 175.8125 | 0 | 0 | 0 | 0 | 0 | 0 | -0.003915 | 0
1992 | 175.8229 | 0 | 0 | 0 | 0 | 0 | 0 | 0.003915 | 0.003991
1992 | 175.8333 | 0.01566 | 0 | 0 | 0 | 0 | 0 | 0.003915 | 0.003991
1992 | 175.8437 | 0 | 0 | 0 | 0 | 0 | 0 | 0.003915 | 0
1992 | 175.8542 | 0 | 0 | 0 | 0 | 0 | 0 | -0.003915 | 0
1992 | 175.8646 | 0.01566 | 0 | 0 | 0 | 0 | 0 | 0 | 0.007982
1992 | 175.875 | 0 | 0 | 0 | 0 | 0 | 0 | 0 | -0.007982
1992 | 175.8854 | 0.02349 | 0 | 0 | 0 | 0 | 0 | 0.00783 | 0.003991
1992 | 175.8958 | 0 | 0 | 0 | 0 | 0 | 0 | 0.011745 | 0.007982
1992 | 175.9062 | 0 | 0.015964 | 0 | 0 | 0 | 0 | -0.00783 | 0.003991
1992 | 175.9167 | 0.01566 | 0 | 0 | 0 | 0 | 0 | -0.003915 | 0.007982
1992 | 175.9271 | 0 | 0 | 0 | 0 | 0 | 0 | 0.003915 | 0.011973
1992 | 175.9375 | 0 | 0 | 0 | 0 | 0 | 0 | 0.011745 | 0
1992 | 175.9479 | 0 | 0 | 0 | 0 | 0 | 0 | -0.00783 | 0.007982
1992 | 175.9583 | 0 | 0 | 0 | 0 | 0 | 0 | 0.003915 | 0
1992 | 175.9687 | 0 | 0 | 0 | 0 | 0 | 0 | 0.011745 | 0.007982
1992 | 175.9792 | 0 | 0 | 0 | 0 | 0 | 0 | -5.6843e-14 | 0
1992 | 175.9896 | 0.00783 | 0 | 0 | 0 | 0 | 0 | 0 | -0.003991
1992 | 176 | 0 | 0 | 0 | 0 | 0 | 0 | 0 | 0.011973
1992 | 176.0104 | 0.01566 | 0 | 0 | 0 | 0 | 0 | 0.003915 | 0.003991
1992 | 176.0208 | 0 | 0 | 0 | 0 | 0 | 0 | 0.01566 | 0.011973
1992 | 176.0312 | 0 | 0 | 0 | 0 | 0 | 0 | -0.003915 | -0.003991
1992 | 176.0417 | 0 | 0 | 0 | 0 | 0 | 0 | 0 | -0.007982
1992 | 176.0521 | 0.01566 | 0.007982 | 0 | 0 | 0 | 0 | -0.00783 | -5.6843e-14
1992 | 176.0625 | 0.00783 | 0 | 0 | 0 | 0 | 0 | 0.00783 | -0.007982
1992 | 176.0729 | 0.01566 | 0.007982 | 0 | 0 | 0 | 0 | 0 | -5.6843e-14
1992 | 176.0833 | 0 | 0 | 0 | 0 | 0 | 0 | -0.01566 | 0.003991
1992 | 176.0937 | 0 | 0.007982 | 0 | 0 | 0 | 0 | 0.003915 | -0.003991
1992 | 176.1042 | 0.00783 | 0.007982 | 0 | 0 | 0 | 0 | 0.003915 | 0.003991
1992 | 176.1146 | 0.00783 | 0 | 0 | 0 | 0 | 0 | 0.003915 | -0.003991
1992 | 176.125 | 0 | 0.007982 | 0 | 0 | 0 | 0 | -0.003915 | -5.6843e-14
1992 | 176.1354 | 0.02349 | 0 | 0 | 0 | 0 | 0 | 5.6843e-14 | 0.007982
1992 | 176.1458 | 0 | 0 | 0 | 0 | 0 | 0 | 0.011745 | -0.011973
1992 | 176.1562 | 0 | 0 | 0 | 0 | 0 | 0 | 0.003915 | 0.003991
1992 | 176.1667 | 0 | 0 | 0 | 0 | 0 | 0 | -0.01566 | 0
1992 | 176.1771 | 0 | 0 | 0 | 0 | 0 | 0 | 0.003915 | 0.007982
1992 | 176.1875 | 0 | 0 | 0 | 0 | 0 | 0 | 0.00783 | 0.007982
1992 | 176.1979 | 0.00783 | 0 | 0 | 0 | 0 | 0 | -0.011745 | 0.011973
1992 | 176.2083 | 0 | 0 | 0 | 0 | 0 | 0 | 0.003915 | -0.003991
1992 | 176.2187 | 0 | 0 | 0 | 0 | 0 | 0 | -0.00783 | 0.003991
1992 | 176.2292 | 0 | 0 | 0 | 0 | 0 | 0 | 0.00783 | 0
1992 | 176.2396 | 0 | 0 | 0 | 0 | 0 | 0 | -0.003915 | 0.007982
1992 | 176.25 | 0.01566 | 0.015964 | 0 | 0 | 0 | 0 | 0.003915 | 0.007982
1992 | 176.2604 | 0 | 0 | 0 | 0 | 0 | 0 | 0.02349 | 0.019955
1992 | 176.2708 | 0 | 0 | 0 | 0 | 0 | 0 | -0.00783 | 0.003991
1992 | 176.2812 | 0 | 0 | 0 | 0 | 0 | 0 | 0.027405 | 0.011973
1992 | 176.2917 | 0 | 0 | 0 | 0 | 0 | 0 | 0.043065 | 0.023946
1992 | 176.3021 | 0 | 0 | 0 | 0 | 0 | 0 | 0.02349 | 0.035919
1992 | 176.3125 | 0 | 0 | 0 | 0 | 0 | 0 | 0.03915 | 0.027937
1992 | 176.3229 | 0 | 0 | 0 | 0 | 0 | 0 | 0.058725 | 0.027937
1992 | 176.3333 | 0 | 0 | 0 | 0 | 0 | 0 | 0.05481 | 0.019955
1992 | 176.3437 | 0 | 0 | 0 | 0 | 0 | 0 | 0.050895 | 0.015964
1992 | 176.3542 | 0 | 0 | 0 | 0 | 0 | 0 | 0.035235 | 0.027937
1992 | 176.3646 | 0 | 0 | 0 | 0 | 0 | 0 | 0.05481 | 0.019955
1992 | 176.375 | 0 | 0 | 0 | 0 | 0 | 0 | 0.027405 | 0.011973
1992 | 176.3854 | 0 | 0 | 0 | 0 | 0 | 0 | 0.04698 | 0.015964
1992 | 176.3958 | 0 | 0 | 0 | 0 | 0 | 0 | 0.050895 | 0.019955
1992 | 176.4062 | 0 | 0 | 0 | 0 | 0 | 0 | 0.05481 | 0.019955
1992 | 176.4167 | 0 | 0 | 0 | 0 | 0 | 0 | 0.03915 | 0.019955
1992 | 176.4271 | 0 | 0 | 0 | 0 | 0 | 0 | -0.003915 | 0.019955
1992 | 176.4375 | 0 | 0 | 0 | 0 | 0 | 0 | 0.07047 | 0.015964
1992 | 176.4479 | 0 | 0 | 0 | 0 | 0 | 0 | 0.04698 | 0.03991
1992 | 176.4583 | 0 | 0 | 0 | 0 | 0 | 0 | 0.035235 | 0.019955
1992 | 176.4687 | 0 | 0 | 0 | 0 | 0 | 0 | 0.035235 | 0.007982
1992 | 176.4792 | 0 | 0 | 0 | 0 | 0 | 0 | 0.019575 | 0.035919
1992 | 176.4896 | 0 | 0 | 0 | 0 | 0 | 0 | 0.035235 | 0.023946
1992 | 176.5 | 0 | 0 | 0 | 0 | 0 | 0 | 0.027405 | 0.019955
1992 | 176.5104 | 0 | 0 | 0 | 0 | 0 | 0 | 0.01566 | 0.023946
1992 | 176.5208 | 0 | 0 | 0 | 0 | 0 | 0 | 0.074385 | 0.035919
1992 | 176.5312 | 0 | 0 | 0 | 0 | 0 | 0 | 0.050895 | 0.03991
1992 | 176.5417 | 0 | 0 | 0 | 0 | 0 | 0 | 0.035235 | 0.043901
1992 | 176.5521 | 0 | 0 | 0 | 0 | 0 | 0 | 0.04698 | 0.03991
1992 | 176.5625 | 0 | 0 | 0 | 0 | 0 | 0 | 0.027405 | 0.047892
1992 | 176.5729 | 0 | 0 | 0 | 0 | 0 | 0 | 0.07047 | 0.03991
1992 | 176.5833 | 0 | 0 | 0 | 0 | 0 | 0 | 0.02349 | 0.035919
1992 | 176.5937 | 0 | 0 | 0 | 0 | 0 | 0 | 0.043065 | 0.047892
1992 | 176.6042 | 0 | 0 | 0 | 0 | 0 | 0 | 0.043065 | 0.047892
1992 | 176.6146 | 0 | 0 | 0 | 0 | 0 | 0 | 0.035235 | 0.055874
1992 | 176.625 | 0 | 0 | 0 | 0 | 0 | 0 | 0.082215 | 0.03991
1992 | 176.6354 | 0 | 0 | 0 | 0 | 0 | 0 | 0.035235 | 0.055874
1992 | 176.6458 | 0 | 0 | 0 | 0 | 0 | 0 | 0.07047 | 0.051883
1992 | 176.6562 | 0 | 0 | 0 | 0 | 0 | 0 | 0.027405 | 0.027937
1992 | 176.6667 | 0 | 0 | 0 | 0 | 0 | 0 | 0.050895 | 0.035919
1992 | 176.6771 | 0 | 0 | 0 | 0 | 0 | 0 | 0.03915 | 0.03991
1992 | 176.6875 | 0 | 0 | 0 | 0 | 0 | 0 | 0.003915 | 0.03991
1992 | 176.6979 | 0 | 0 | 0 | 0 | 0 | 0 | 0.09396 | 0.027937
1992 | 176.7083 | 0 | 0 | 0 | 0 | 0 | 0 | 0.00783 | 0.019955
1992 | 176.7187 | 0 | 0 | 0 | 0 | 0 | 0 | 0.03915 | 0.027937
1992 | 176.7292 | 0 | 0 | 0 | 0 | 0 | 0 | 0.019575 | 0.023946
1992 | 176.7396 | 0 | 0 | 0 | 0 | 0 | 0 | 0.035235 | 0.03991
1992 | 176.75 | 0 | 0 | 0 | 0 | 0 | 0 | 0.043065 | 0.019955
1992 | 176.7604 | 0 | 0 | 0 | 0 | 0 | 0 | 0.03915 | 0.027937
1992 | 176.7708 | 0 | 0 | 0 | 0 | 0 | 0 | 0.03132 | 0.031928
1992 | 176.7812 | 0 | 0 | 0 | 0 | 0 | 0 | 0.01566 | 0.011973
1992 | 176.7917 | 0 | 0 | 0 | 0 | 0 | 0 | 0.027405 | 0.015964
1992 | 176.8021 | 0 | 0 | 0 | 0 | 0 | 0 | 0.02349 | 0.019955
1992 | 176.8125 | 0 | 0 | 0 | 0 | 0 | 0 | -0.003915 | 0.007982
1992 | 176.8229 | 0 | 0 | 0 | 0 | 0 | 0 | 0.011745 | 0.011973
1992 | 176.8333 | 0 | 0 | 0 | 0 | 0 | 0 | 5.6843e-14 | 0
1992 | 176.8437 | 0.00783 | 0 | 0 | 0 | 0 | 0 | 0 | 0.003991
1992 | 176.8542 | 0 | 0 | 0 | 0 | 0 | 0 | 0.00783 | 0.007982
1992 | 176.8646 | 0 | 0 | 0 | 0 | 0 | 0 | 0 | 0.003991
1992 | 176.875 | 0 | 0 | 0 | 0 | 0 | 0 | -0.003915 | 0.003991
1992 | 176.8854 | 0 | 0 | 0 | 0 | 0 | 0 | 0.003915 | 0
1992 | 176.8958 | 0 | 0 | 0 | 0 | 0 | 0 | -0.011745 | 0
1992 | 176.9062 | 0 | 0 | 0 | 0 | 0 | 0 | 0.011745 | 0.003991
1992 | 176.9167 | 0.01566 | 0 | 0 | 0 | 0 | 0 | 0.00783 | 0.007982
1992 | 176.9271 | 0 | 0 | 0 | 0 | 0 | 0 | -0.00783 | 0.007982
1992 | 176.9375 | 0 | 0 | 0 | 0 | 0 | 0 | 0.00783 | 0
1992 | 176.9479 | 0 | 0 | 0 | 0 | 0 | 0 | 0.00783 | 0
1992 | 176.9583 | 0.02349 | 0 | 0 | 0 | 0 | 0 | 0.011745 | 0.007982
1992 | 176.9687 | 0 | 0 | 0 | 0 | 0 | 0 | 0.00783 | 0
1992 | 176.9792 | 0.02349 | 0 | 0 | 0 | 0 | 0 | 0.003915 | -0.003991
1992 | 176.9896 | 0 | 0 | 0 | 0 | 0 | 0 | 0.003915 | 0
1992 | 177 | 0 | 0 | 0 | 0 | 0 | 0 | 0.011745 | 0.011973
1992 | 177.0104 | 0 | 0 | 0 | 0 | 0 | 0 | -0.003915 | -0.003991
1992 | 177.0208 | 0 | 0 | 0 | 0 | 0 | 0 | 0.00783 | 0
1992 | 177.0312 | 0 | 0 | 0 | 0 | 0 | 0 | 0.00783 | 0.007982
1992 | 177.0417 | 0 | 0 | 0 | 0 | 0 | 0 | 0.01566 | 0.031928
1992 | 177.0521 | 0 | 0 | 0 | 0 | 0 | 0 | 0.05481 | 0.019955
1992 | 177.0625 | 0 | 0 | 0 | 0 | 0 | 0 | 0.01566 | 0.031928
1992 | 177.0729 | 0 | 0 | 0 | 0 | 0 | 0 | 0.011745 | -0.003991
1992 | 177.0833 | 0 | 0 | 0 | 0 | 0 | 0 | 0.03132 | 0.011973
1992 | 177.0937 | 0 | 0 | 0 | 0 | 0 | 0 | 0.011745 | 0.015964
1992 | 177.1042 | 0 | 0 | 0 | 0 | 0 | 0 | 0.003915 | 0.003991
1992 | 177.1146 | 0 | 0 | 0 | 0 | 0 | 0 | 0.02349 | 0.015964
1992 | 177.125 | 0 | 0 | 0 | 0 | 0 | 0 | 0.003915 | 0.003991
1992 | 177.1354 | 0 | 0 | 0 | 0 | 0 | 0 | 0.003915 | 0.011973
1992 | 177.1458 | 0 | 0 | 0 | 0 | 0 | 0 | 0.00783 | 0
1992 | 177.1562 | 0 | 0 | 0 | 0 | 0 | 0 | 0.011745 | 0.011973
1992 | 177.1667 | 0 | 0 | 0 | 0 | 0 | 0 | 0.00783 | 0.011973
1992 | 177.1771 | 0 | 0 | 0 | 0 | 0 | 0 | 0.003915 | 0
1992 | 177.1875 | 0 | 0 | 0 | 0 | 0 | 0 | 0 | 0.003991
1992 | 177.1979 | 0.00783 | 0 | 0 | 0 | 0 | 0 | 0.00783 | 0.011973
1992 | 177.2083 | 0 | 0 | 0 | 0 | 0 | 0 | -0.003915 | -0.003991
1992 | 177.2187 | 0.01566 | 0.007982 | 0 | 0 | 0 | 0 | 0.003915 | 0.007982
1992 | 177.2292 | 0 | 0 | 0 | 0 | 0 | 0 | -0.003915 | -0.007982
1992 | 177.2396 | 0 | 0 | 0 | 0 | 0 | 0 | 0.00783 | 0.003991
1992 | 177.25 | 0.04698 | 0 | 0 | 0 | 0 | 0 | -0.011745 | 0.003991
1992 | 177.2604 | 0.02349 | 0.015964 | 0 | 0 | 0 | 0 | 0.003915 | -0.007982
1992 | 177.2708 | 0 | 0 | 0 | 0 | 0 | 0 | 0.01566 | 0.011973
1992 | 177.2812 | 0 | 0 | 0 | 0 | 0 | 0 | 0.035235 | 0.027937
1992 | 177.2917 | 0 | 0 | 0 | 0 | 0 | 0 | 0.02349 | 0.007982
1992 | 177.3021 | 0.01566 | 0 | 0 | 0 | 0 | 0 | -0.019575 | -0.003991
1992 | 177.3125 | 0 | 0 | 0 | 0 | 0 | 0 | 0.01566 | 0.011973
1992 | 177.3229 | 0 | 0 | 0 | 0 | 0 | 0 | 0.019575 | -0.003991
1992 | 177.3333 | 0 | 0 | 0 | 0 | 0 | 0 | 0.003915 | 0.003991
1992 | 177.3437 | 0 | 0 | 0 | 0 | 0 | 0 | 0 | 0.011973
1992 | 177.3542 | 0 | 0 | 0 | 0 | 0 | 0 | 0.019575 | 0.003991
1992 | 177.3646 | 0 | 0 | 0 | 0 | 0 | 0 | 0.03915 | 0.03991
1992 | 177.375 | 0 | 0 | 0 | 0 | 0 | 0 | 0.011745 | 0.015964
1992 | 177.3854 | 0 | 0 | 0 | 0 | 0 | 0 | 0.003915 | 0.003991
1992 | 177.3958 | 0 | 0 | 0 | 0 | 0 | 0 | 0.035235 | 0.031928
1992 | 177.4062 | 0 | 0 | 0 | 0 | 0 | 0 | 0.019575 | -0.007982
1992 | 177.4167 | 0 | 0 | 0 | 0 | 0 | 0 | 0.066555 | 0.047892
1992 | 177.4271 | 0 | 0 | 0 | 0 | 0 | 0 | 0.02349 | 0.003991
1992 | 177.4375 | 0 | 0 | 0 | 0 | 0 | 0 | 0.043065 | 0.007982
1992 | 177.4479 | 0 | 0 | 0 | 0 | 0 | 0 | 0.03915 | 0.015964
1992 | 177.4583 | 0 | 0 | 0 | 0 | 0 | 0 | 0.01566 | 0.015964
1992 | 177.4687 | 0 | 0 | 0 | 0 | 0 | 0 | 0.027405 | 0.011973
1992 | 177.4792 | 0 | 0 | 0 | 0 | 0 | 0 | 0.035235 | 0.023946
1992 | 177.4896 | 0 | 0 | 0 | 0 | 0 | 0 | 0.019575 | 0.019955
1992 | 177.5 | 0 | 0 | 0 | 0 | 0 | 0 | 0.03132 | 0.007982
1992 | 177.5104 | 0 | 0 | 0 | 0 | 0 | 0 | 0.04698 | 0.031928
1992 | 177.5208 | 0 | 0 | 0 | 0 | 0 | 0 | -0.00783 | 0.031928
1992 | 177.5312 | 0 | 0 | 0 | 0 | 0 | 0 | 0.06264 | 0.035919
1992 | 177.5417 | 0 | 0 | 0 | 0 | 0 | 0 | 0.043065 | 0.047892
1992 | 177.5521 | 0 | 0 | 0 | 0 | 0 | 0 | 0.003915 | 0.047892
1992 | 177.5625 | 0 | 0 | 0 | 0 | 0 | 0 | 0.035235 | 0.027937
1992 | 177.5729 | 0 | 0 | 0 | 0 | 0 | 0 | 0.01566 | 0.051883
1992 | 177.5833 | 0 | 0 | 0 | 0 | 0 | 0 | 0.035235 | 0.047892
1992 | 177.5937 | 0 | 0 | 0 | 0 | 0 | 0 | 0.035235 | 0.031928
1992 | 177.6042 | 0 | 0 | 0 | 0 | 0 | 0 | 0.03132 | 0.047892
1992 | 177.6146 | 0 | 0 | 0 | 0 | 0 | 0 | 0.011745 | 0.03991
1992 | 177.625 | 0 | 0 | 0 | 0 | 0 | 0 | 0.027405 | 0.023946
1992 | 177.6354 | 0 | 0 | 0 | 0 | 0 | 0 | 0.03132 | 0.027937
1992 | 177.6458 | 0 | 0 | 0 | 0 | 0 | 0 | 0.027405 | 0.027937
1992 | 177.6562 | 0 | 0 | 0 | 0 | 0 | 0 | 0.03915 | 0.031928
1992 | 177.6667 | 0 | 0 | 0 | 0 | 0 | 0 | 0.011745 | 0.031928
1992 | 177.6771 | 0 | 0 | 0 | 0 | 0 | 0 | 0.01566 | 0.027937
1992 | 177.6875 | 0 | 0 | 0 | 0 | 0 | 0 | 0.027405 | 0.007982
1992 | 177.6979 | 0 | 0 | 0 | 0 | 0 | 0 | 0.01566 | 0.043901
1992 | 177.7083 | 0 | 0 | 0 | 0 | 0 | 0 | 0.03132 | 0.003991
1992 | 177.7187 | 0 | 0 | 0 | 0 | 0 | 0 | 0.02349 | 0.019955
1992 | 177.7292 | 0 | 0 | 0 | 0 | 0 | 0 | 0.019575 | 0.023946
1992 | 177.7396 | 0 | 0 | 0 | 0 | 0 | 0 | 0.01566 | 0.019955
1992 | 177.75 | 0 | 0 | 0 | 0 | 0 | 0 | 0.019575 | 0.015964
1992 | 177.7604 | 0 | 0 | 0 | 0 | 0 | 0 | 0.01566 | 0.027937
1992 | 177.7708 | 0 | 0 | 0 | 0 | 0 | 0 | 0.011745 | 0.003991
1992 | 177.7812 | 0 | 0 | 0 | 0 | 0 | 0 | 0.011745 | 0.007982
1992 | 177.7917 | 0 | 0 | 0 | 0 | 0 | 0 | 0.003915 | 0.019955
1992 | 177.8021 | 0 | 0 | 0 | 0 | 0 | 0 | 0.01566 | 0.003991
1992 | 177.8125 | 0 | 0 | 0 | 0 | 0 | 0 | -0.00783 | 0.003991
1992 | 177.8229 | 0 | 0 | 0 | 0 | 0 | 0 | 0.011745 | 0.003991
1992 | 177.8333 | 0 | 0 | 0 | 0 | 0 | 0 | 0.019575 | 0.011973
1992 | 177.8437 | 0 | 0 | 0 | 0 | 0 | 0 | -0.01566 | 0.003991
1992 | 177.8542 | 0 | 0 | 0 | 0 | 0 | 0 | 0.003915 | 0.003991
1992 | 177.8646 | 0 | 0 | 0 | 0 | 0 | 0 | 0.003915 | 0.003991
1992 | 177.875 | 0 | 0 | 0 | 0 | 0 | 0 | 0.003915 | 0
1992 | 177.8854 | 0.00783 | 0 | 0 | 0 | 0 | 0 | 0 | 0
1992 | 177.8958 | 0 | 0 | 0 | 0 | 0 | 0 | -0.003915 | 0
1992 | 177.9062 | 0 | 0 | 0 | 0 | 0 | 0 | 0 | 0.007982
1992 | 177.9167 | 0 | 0 | 0 | 0 | 0 | 0 | 0 | 0.007982
1992 | 177.9271 | 0 | 0 | 0 | 0 | 0 | 0 | 0.00783 | -0.003991
1992 | 177.9375 | 0 | 0 | 0 | 0 | 0 | 0 | -0.00783 | 0.007982
1992 | 177.9479 | 0 | 0 | 0 | 0 | 0 | 0 | 0.00783 | -0.003991
1992 | 177.9583 | 0 | 0 | 0 | 0 | 0 | 0 | -0.00783 | 0.011973
1992 | 177.9687 | 0 | 0 | 0 | 0 | 0 | 0 | 0 | 0.015964
1992 | 177.9792 | 0.00783 | 0 | 0 | 0 | 0 | 0 | -0.00783 | -0.011973
1992 | 177.9896 | 0 | 0 | 0 | 0 | 0 | 0 | -0.003915 | 0.015964
1992 | 178 | 0 | 0 | 0 | 0 | 0 | 0 | 0.00783 | 0
1992 | 178.0104 | 0.00783 | 0.007982 | 0 | 0 | 0 | 0 | 0.003915 | -0.003991
1992 | 178.0208 | 0 | 0 | 0 | 0 | 0 | 0 | -0.003915 | -0.007982
1992 | 178.0312 | 0 | 0.007982 | 0 | 0 | 0 | 0 | 0.00783 | 0.003991
1992 | 178.0417 | 0 | 0 | 0 | 0 | 0 | 0 | 0 | 0.003991
1992 | 178.0521 | 0 | 0 | 0 | 0 | 0 | 0 | 0 | -0.007982
1992 | 178.0625 | 0 | 0 | 0 | 0 | 0 | 0 | -0.003915 | 0.003991
1992 | 178.0729 | 0.00783 | 0.007982 | 0 | 0 | 0 | 0 | -0.011745 | -0.003991
1992 | 178.0833 | 0 | 0 | 0 | 0 | 0 | 0 | 0 | -0.003991
1992 | 178.0937 | 0 | 0 | 0 | 0 | 0 | 0 | 0 | 0
1992 | 178.1042 | 0 | 0.007982 | 0 | 0 | 0 | 0 | -0.003915 | 0
1992 | 178.1146 | 0.02349 | 0 | 0 | 0 | 0 | 0 | 0 | 0
1992 | 178.125 | 0.01566 | 0 | 0 | 0 | 0 | 0 | 0 | -0.003991
1992 | 178.1354 | 0 | 0 | 0 | 0 | 0 | 0 | -0.011745 | 0.015964
1992 | 178.1458 | 0 | 0 | 0 | 0 | 0 | 0 | 0.03915 | 0.011973
1992 | 178.1562 | 0 | 0 | 0 | 0 | 0 | 0 | 0.019575 | 0.015964
1992 | 178.1667 | 0 | 0 | 0 | 0 | 0 | 0 | -0.003915 | 0.019955
1992 | 178.1771 | 0 | 0.007982 | 0 | 0 | 0 | 0 | -0.003915 | -0.003991
1992 | 178.1875 | 0 | 0 | 0 | 0 | 0 | 0 | 0.011745 | 0
1992 | 178.1979 | 0 | 0 | 0.24273 | 0.23148 | 0 | 0 | -0.003915 | 5.6843e-14
1992 | 178.2083 | 0 | 0 | 0.80649 | 0.80618 | 0 | 0 | 5.6843e-14 | -1.1369e-13
1992 | 178.2187 | 0 | 0 | 0.48546 | 0.3991 | 0 | 0 | -5.6843e-14 | 0
1992 | 178.2292 | 0 | 0 | 0.03132 | 0.087802 | 0 | 0 | 0.019575 | 0.007982
1992 | 178.2396 | 0.05481 | 0.023946 | 0 | 0 | 0 | 0 | 0.035235 | 0.003991
1992 | 178.25 | 0 | 0.015964 | 0 | 0 | 0 | 0 | 0.02349 | 0.003991
1992 | 178.2604 | 0.06264 | 0 | 0 | 0 | 0 | 0 | -0.00783 | 0.031928
1992 | 178.2708 | 0 | 0.015964 | 0 | 0 | 0 | 0 | 0.02349 | 0.003991
1992 | 178.2812 | 0.00783 | 0 | 0 | 0 | 0 | 0 | 0 | 0
1992 | 178.2917 | #N/A | #N/A | #N/A | #N/A | 0 | 0 | #N/A | #N/A
1992 | 178.3021 | #N/A | #N/A | #N/A | #N/A | 0 | 0 | #N/A | #N/A
1992 | 178.3125 | #N/A | #N/A | #N/A | #N/A | 0 | 0 | #N/A | #N/A
1992 | 178.3229 | #N/A | #N/A | #N/A | #N/A | 0 | 0 | #N/A | #N/A
1992 | 178.3333 | #N/A | #N/A | #N/A | #N/A | 0 | 0 | #N/A | #N/A
1992 | 178.3437 | #N/A | #N/A | #N/A | #N/A | 0 | 0 | #N/A | #N/A
1992 | 178.3542 | #N/A | #N/A | #N/A | #N/A | 0 | 0 | #N/A | #N/A
1992 | 178.3646 | #N/A | #N/A | #N/A | #N/A | 0 | 0 | #N/A | #N/A
1992 | 178.375 | #N/A | #N/A | #N/A | #N/A | 0 | 0 | #N/A | #N/A
1992 | 178.3854 | 0 | 0 | 0 | 0 | 0 | 0 | 0.09396 | 0.07982
1992 | 178.3958 | 0 | 0 | 0 | 0 | 0 | 0 | 0.12528 | 0.087802
1992 | 178.4062 | 0 | 0 | 0 | 0 | 0 | 0 | 0.11745 | 0.087802
1992 | 178.4167 | 0 | 0 | 0 | 0 | 0 | 0 | 0.11354 | 0.063856
1992 | 178.4271 | 0 | 0 | 0 | 0 | 0 | 0 | 0.12136 | 0.059865
1992 | 178.4375 | 0 | 0 | 0 | 0 | 0 | 0 | 0.090045 | 0.051883
1992 | 178.4479 | 0 | 0 | 0 | 0 | 0 | 0 | 0.09396 | 0.055874
1992 | 178.4583 | 0 | 0 | 0 | 0 | 0 | 0 | 0.10179 | 0.03991
1992 | 178.4687 | 0 | 0 | 0 | 0 | 0 | 0 | 0.08613 | 0.035919
1992 | 178.4792 | 0 | 0 | 0 | 0 | 0 | 0 | 0.07047 | 0.027937
1992 | 178.4896 | 0 | 0 | 0 | 0 | 0 | 0 | 0.074385 | 0.047892
1992 | 178.5 | 0 | 0 | 0 | 0 | 0 | 0 | 0.04698 | 0.023946
1992 | 178.5104 | 0 | 0 | 0 | 0 | 0 | 0 | 0.074385 | 0.059865
1992 | 178.5208 | 0 | 0 | 0 | 0 | 0 | 0 | 0.035235 | 0.003991
1992 | 178.5312 | 0 | 0 | 0 | 0 | 0 | 0 | 0.05481 | 0.051883
1992 | 178.5417 | 0 | 0 | 0 | 0 | 0 | 0 | 0.0783 | 0.031928
1992 | 178.5521 | 0 | 0 | 0 | 0 | 0 | 0 | 0.003915 | 0.043901
1992 | 178.5625 | 0 | 0 | 0 | 0 | 0 | 0 | 0.03915 | 0.027937
1992 | 178.5729 | 0 | 0 | 0 | 0 | 0 | 0 | 0.02349 | 0.019955
1992 | 178.5833 | 0 | 0 | 0 | 0 | 0 | 0 | 0.027405 | 0.019955
1992 | 178.5937 | 0 | 0 | 0 | 0 | 0 | 0 | 0.027405 | 0.027937
1992 | 178.6042 | 0 | 0 | 0 | 0 | 0 | 0 | 0.043065 | 0.031928
1992 | 178.6146 | 0 | 0 | 0 | 0 | 0 | 0 | 0.043065 | 0.015964
1992 | 178.625 | 0 | 0 | 0 | 0 | 0 | 0 | 0.02349 | 0.043901
1992 | 178.6354 | 0 | 0 | 0 | 0 | 0 | 0 | 0.019575 | 0.027937
1992 | 178.6458 | 0 | 0 | 0 | 0 | 0 | 0 | 0.03132 | 0.023946
1992 | 178.6562 | 0 | 0 | 0 | 0 | 0 | 0 | 0.03132 | 0.043901
1992 | 178.6667 | 0 | 0 | 0 | 0 | 0 | 0 | 0.011745 | 0.007982
1992 | 178.6771 | 0 | 0 | 0 | 0 | 0 | 0 | 0.027405 | 0.023946
1992 | 178.6875 | 0 | 0 | 0 | 0 | 0 | 0 | 0.011745 | 0.023946
1992 | 178.6979 | 0 | 0 | 0 | 0 | 0 | 0 | 0.03915 | 0.015964
1992 | 178.7083 | 0 | 0 | 0 | 0 | 0 | 0 | 0.00783 | 0.019955
1992 | 178.7187 | 0 | 0 | 0 | 0 | 0 | 0 | 0.03132 | 0.019955
1992 | 178.7292 | 0.01566 | 0 | 0 | 0 | 0 | 0 | 0.003915 | 0.019955
1992 | 178.7396 | 0 | 0 | 0 | 0 | 0 | 0 | 0.011745 | 0.019955
1992 | 178.75 | 0 | 0 | 0 | 0 | 0 | 0 | 0.03915 | 0.023946
1992 | 178.7604 | 0 | 0 | 0 | 0 | 0 | 0 | 0.019575 | 0.015964
1992 | 178.7708 | 0.02349 | 0 | 0 | 0 | 0 | 0 | 0.011745 | 0.011973
1992 | 178.7812 | 0 | 0 | 0 | 0 | 0 | 0 | 0.003915 | -0.003991
1992 | 178.7917 | 0 | 0 | 0 | 0 | 0 | 0 | 0.01566 | 0.027937
1992 | 178.8021 | 0 | 0 | 0.03915 | 0.063856 | 0 | 0 | 5.6843e-14 | -0.011973
1992 | 178.8125 | 0 | 0 | 0.08613 | 0.12771 | 0 | 0 | 2.2737e-13 | -5.6843e-14
1992 | 178.8229 | 0 | 0 | 2.858 | 3.0811 | 0 | 0 | 0 | -5.6843e-14
1992 | 178.8333 | 0 | 0 | 10.9463 | 10.3287 | 0 | 0 | 0 | 0
1992 | 178.8437 | 0 | 0 | 7.6577 | 7.5909 | 0 | 0 | 5.6843e-14 | -5.6843e-14
1992 | 178.8542 | 0 | 0 | 0.48546 | 0.64654 | 0 | 0 | 0.058725 | 5.6843e-14
1992 | 178.8646 | 0 | 0 | 0 | 0.055874 | 0 | 0 | 0.027405 | -1.1369e-13
1992 | 178.875 | 0 | 0 | 0.21924 | 0 | 0 | 0 | 0.03132 | 0.031928
1992 | 178.8854 | 0 | 0 | 0 | 0 | 0 | 0 | 0.06264 | 0.027937
1992 | 178.8958 | 0 | 0 | 0 | 0 | 0 | 0 | -0.011745 | 0.059865
1992 | 178.9062 | 0 | 0 | 0 | 0 | 0 | 0 | 0.05481 | 0.031928
1992 | 178.9167 | 0 | 0 | 0 | 0 | 0 | 0 | 0.02349 | 0.035919
1992 | 178.9271 | 0 | 0 | 0 | 0 | 0 | 0 | 0.035235 | 0.023946
1992 | 178.9375 | 0 | 0 | 0 | 0 | 0 | 0 | -0.01566 | 0.015964
1992 | 178.9479 | 0 | 0 | 0 | 0 | 0 | 0 | 0.03132 | 0.031928
1992 | 178.9583 | 0 | 0 | 0 | 0 | 0 | 0 | 0.027405 | 0.003991
1992 | 178.9687 | 0 | 0 | 0 | 0 | 0 | 0 | 0.003915 | 0.007982
1992 | 178.9792 | 0.00783 | 0 | 0 | 0 | 0 | 0 | 0 | 0.003991
1992 | 178.9896 | 0 | 0 | 0 | 0 | 0 | 0 | 0.01566 | 0.007982
1992 | 179 | 0.00783 | 0 | 0 | 0 | 0 | 0 | -0.00783 | 0.007982
1992 | 179.0104 | 0 | 0 | 0 | 0 | 0 | 0 | 0.011745 | 0.003991
1992 | 179.0208 | 0 | 0 | 0 | 0 | 0 | 0 | -0.003915 | 0
1992 | 179.0312 | 0 | 0 | 0 | 0 | 0 | 0 | 0 | 0.003991
1992 | 179.0417 | 0 | 0 | 0 | 0 | 0 | 0 | -0.011745 | 0.003991
1992 | 179.0521 | 0.00783 | 0 | 0 | 0 | 0 | 0 | -0.00783 | 0.003991
1992 | 179.0625 | 0 | 0.007982 | 0 | 0 | 0 | 0 | 0.00783 | 0.007982
1992 | 179.0729 | 0 | 0 | 0 | 0 | 0 | 0 | 0.011745 | 0.003991
1992 | 179.0833 | 0.00783 | 0 | 0 | 0 | 0 | 0 | 0.003915 | 0.007982
1992 | 179.0937 | 0.00783 | 0 | 0 | 0 | 0 | 0 | -0.00783 | 0.007982
1992 | 179.1042 | 0 | 0 | 0 | 0 | 0 | 0 | 0.00783 | 0.007982
1992 | 179.1146 | 0 | 0 | 0 | 0 | 0 | 0 | 0 | 0.007982
1992 | 179.125 | 0.00783 | 0 | 0 | 0 | 0 | 0 | 0.003915 | -0.003991
1992 | 179.1354 | 0.00783 | 0 | 0 | 0 | 0 | 0 | 0.003915 | 0.003991
1992 | 179.1458 | 0 | 0.007982 | 0 | 0 | 0 | 0 | 0 | 0
1992 | 179.1562 | 0 | 0 | 0 | 0 | 0 | 0 | -0.003915 | -0.003991
1992 | 179.1667 | 0.00783 | 0.007982 | 0 | 0 | 0 | 0 | 0.003915 | 0.003991
1992 | 179.1771 | 0 | 0 | 0 | 0 | 0 | 0 | 0.011745 | 5.6843e-14
1992 | 179.1875 | 0.01566 | 0 | 0 | 0 | 0 | 0 | -0.011745 | -0.003991
1992 | 179.1979 | 0 | 0 | 0 | 0 | 0 | 0 | -0.011745 | 0
1992 | 179.2083 | 0 | 0 | 0 | 0 | 0 | 0 | 0.003915 | 0.011973
1992 | 179.2187 | 0 | 0 | 0 | 0 | 0 | 0 | 0.03132 | 0
1992 | 179.2292 | 0 | 0.007982 | 0 | 0 | 0 | 0 | -0.03132 | 0.007982
1992 | 179.2396 | 0 | 0 | 0 | 0 | 0 | 0 | 0.003915 | 0.011973
1992 | 179.25 | 0 | 0 | 0 | 0 | 0 | 0 | -0.003915 | -0.007982
1992 | 179.2604 | 0 | 0 | 0 | 0 | 0 | 0 | -0.00783 | 0.003991
1992 | 179.2708 | 0 | 0 | 0 | 0 | 0 | 0 | -0.003915 | 0.007982
1992 | 179.2812 | 0 | 0 | 0 | 0 | 0 | 0 | 0.01566 | 0.007982
1992 | 179.2917 | 0 | 0 | 0 | 0 | 0 | 0 | 0 | 0
1992 | 179.3021 | 0 | 0 | 0 | 0 | 0 | 0 | 0.01566 | 0.007982
1992 | 179.3125 | 0 | 0 | 0 | 0 | 0 | 0 | 0.00783 | 0.003991
1992 | 179.3229 | 0.00783 | 0 | 0 | 0 | 0 | 0 | -0.01566 | 0.023946
1992 | 179.3333 | 0 | 0 | 0 | 0 | 0 | 0 | 0.011745 | 0.019955
1992 | 179.3437 | 0 | 0 | 0 | 0 | 0 | 0 | 0.011745 | -0.015964
1992 | 179.3542 | 0 | 0 | 0 | 0 | 0 | 0 | 0.003915 | 0.023946
1992 | 179.3646 | 0 | 0 | 0 | 0 | 0 | 0 | 0.02349 | 0.003991
1992 | 179.375 | 0 | 0 | 0 | 0 | 0 | 0 | 0.02349 | 0.023946
1992 | 179.3854 | 0 | 0 | 0 | 0 | 0 | 0 | 0.043065 | 0.031928
1992 | 179.3958 | 0 | 0 | 0 | 0 | 0 | 0 | 0.02349 | 0.051883
1992 | 179.4062 | 0 | 0 | 0 | 0 | 0 | 0 | 0.0783 | 0.087802
1992 | 179.4167 | 0 | 0 | 0 | 0 | 0 | 0 | 0.12528 | 0.095784
1992 | 179.4271 | 0 | 0 | 0 | 0 | 0 | 0 | 0.14485 | 0.11574
1992 | 179.4375 | 0 | 0 | 0 | 0 | 0 | 0 | 0.14486 | 0.10377
1992 | 179.4479 | 0 | 0 | 0 | 0 | 0 | 0 | 0.14094 | 0.095784
1992 | 179.4583 | 0 | 0 | 0 | 0 | 0 | 0 | 0.12137 | 0.083811
1992 | 179.4687 | 0 | 0 | 0 | 0 | 0 | 0 | 0.12528 | 0.087802
1992 | 179.4792 | 0 | 0 | 0 | 0 | 0 | 0 | 0.13702 | 0.055874
1992 | 179.4896 | 0 | 0 | 0 | 0 | 0 | 0 | 0.12136 | 0.055874
1992 | 179.5 | 0 | 0 | 0 | 0 | 0 | 0 | 0.074385 | 0.063856
1992 | 179.5104 | 0 | 0 | 0 | 0 | 0 | 0 | 0.12919 | 0.055874
1992 | 179.5208 | 0 | 0 | 0 | 0 | 0 | 0 | 0.11354 | 0.051883
1992 | 179.5312 | 0 | 0 | 0 | 0 | 0 | 0 | 0.10571 | 0.063856
1992 | 179.5417 | 0 | 0 | 0 | 0 | 0 | 0 | 0.10179 | 0.059865
1992 | 179.5521 | 0 | 0 | 0 | 0 | 0 | 0 | 0.10179 | 0.055874
1992 | 179.5625 | 0 | 0 | 0 | 0 | 0 | 0 | 0.07047 | 0.087802
1992 | 179.5729 | 0 | 0 | 0 | 0 | 0 | 0 | 0.10179 | 0.059865
1992 | 179.5833 | 0 | 0 | 0 | 0 | 0 | 0 | 0.07047 | 0.083811
1992 | 179.5937 | 0 | 0 | 0 | 0 | 0 | 0 | 0.066555 | 0.059865
1992 | 179.6042 | 0 | 0 | 0 | 0 | 0 | 0 | 0.08613 | 0.03991
1992 | 179.6146 | 0 | 0 | 0 | 0 | 0 | 0 | 0.02349 | 0.047892
1992 | 179.625 | 0 | 0 | 0 | 0 | 0 | 0 | 0.066555 | 0.031928
1992 | 179.6354 | 0 | 0 | 0 | 0 | 0 | 0 | 0.01566 | 0.043901
1992 | 179.6458 | 0 | 0 | 0 | 0 | 0 | 0 | 0.07047 | 0.035919
1992 | 179.6562 | 0 | 0 | 0 | 0 | 0 | 0 | 0.043065 | 0.035919
1992 | 179.6667 | 0 | 0 | 0 | 0 | 0 | 0 | 0.027405 | 0.023946
1992 | 179.6771 | 0 | 0 | 0 | 0 | 0 | 0 | 0.035235 | 0.043901
1992 | 179.6875 | 0 | 0 | 0 | 0 | 0 | 0 | 0.027405 | 0.023946
1992 | 179.6979 | 0 | 0 | 0 | 0 | 0 | 0 | 0.03132 | 0.035919
1992 | 179.7083 | 0 | 0 | 0 | 0 | 0 | 0 | 0.043065 | 0.015964
1992 | 179.7187 | 0 | 0 | 0 | 0 | 0 | 0 | 0.011745 | 0.019955
1992 | 179.7292 | 0 | 0 | 0 | 0 | 0 | 0 | 0.03132 | 0.027937
1992 | 179.7396 | 0 | 0 | 0 | 0 | 0 | 0 | 0.03132 | 0.031928
1992 | 179.75 | 0 | 0 | 0 | 0 | 0 | 0 | 0.003915 | 0.011973
1992 | 179.7604 | 0 | 0 | 0 | 0 | 0 | 0 | 0.027405 | 0.007982
1992 | 179.7708 | 0 | 0 | 0 | 0 | 0 | 0 | 0.003915 | 0.027937
1992 | 179.7812 | 0 | 0 | 0 | 0 | 0 | 0 | 0.019575 | 0
1992 | 179.7917 | 0 | 0.015964 | 0 | 0 | 0 | 0 | -0.003915 | 0.007982
1992 | 179.8021 | 0.00783 | 0 | 0.06264 | 0.031928 | 0 | 0 | 1.1369e-13 | -1.1369e-13
1992 | 179.8125 | 0 | 0 | 0.11745 | 0.15166 | 0 | 0 | 0.003915 | 0.011973
1992 | 179.8229 | 0 | 0.031928 | 0.13311 | 0.055874 | 0 | 0 | 0.027405 | 0.011973
1992 | 179.8333 | 0 | 0 | 0.12528 | 0.063856 | 0 | 0 | 0.05481 | 0.023946
1992 | 179.8437 | 0 | 0 | 0 | 0 | 0 | 0 | 0.14094 | 0.091793
1992 | 179.8542 | 0 | 0 | 0 | 0 | 0 | 0 | 0.03132 | 0.059865
1992 | 179.8646 | 0 | 0 | 0 | 0 | 0 | 0 | 0.043065 | 0.007982
1992 | 179.875 | 0 | 0 | 0 | 0 | 0 | 0 | 0.02349 | 0.023946
1992 | 179.8854 | 0 | 0 | 0 | 0 | 0 | 0 | 0.04698 | 0.015964
1992 | 179.8958 | 0 | 0.015964 | 0.0783 | 0.023946 | 0 | 0 | 0.035235 | 0.007982
1992 | 179.9062 | 0 | 0 | 0.21141 | 0.095784 | 0 | 0 | 0.058725 | 0.027937
1992 | 179.9167 | 0 | 0 | 0 | 0 | 0 | 0 | 0.097875 | 0.027937
1992 | 179.9271 | 0 | 0 | 0.42282 | 0.46296 | 0 | 0 | 0.01566 | 0.015964
1992 | 179.9375 | 0 | 0 | 0.51678 | 0.61461 | 0 | 0 | 0 | 0
1992 | 179.9479 | 0 | 0 | 0.10179 | 0.10377 | 0 | 0 | 0.01566 | -0.003991
1992 | 179.9583 | 0 | 0 | 0 | 0 | 0 | 0 | -0.01566 | 0.007982
1992 | 179.9687 | 0 | 0 | 0 | 0 | 0 | 0 | 0.050895 | 0.031928
1992 | 179.9792 | 0.03132 | 0 | 0 | 0 | 0 | 0 | 5.6843e-14 | 0
1992 | 179.9896 | 0 | 0 | 0 | 0 | 0 | 0 | 0.019575 | 0
1992 | 180 | 0.02349 | 0 | 0 | 0 | 0 | 0 | 0.00783 | 0.011973
1992 | 180.0104 | 0 | 0 | 0 | 0 | 0 | 0 | -0.019575 | 0.003991
1992 | 180.0208 | 0 | 0 | 0 | 0 | 0 | 0 | 0.02349 | -0.003991
1992 | 180.0312 | 0.03132 | 0 | 0 | 0 | 0 | 0 | -0.01566 | -0.007982
1992 | 180.0417 | 0 | 0 | 0 | 0 | 0 | 0 | 0.035235 | 0.023946
1992 | 180.0521 | 0 | 0 | 0 | 0 | 0 | 0 | 0 | 0.007982
1992 | 180.0625 | 0 | 0 | 0 | 0 | 0 | 0 | 0.011745 | 0.007982
1992 | 180.0729 | 0 | 0 | 0 | 0 | 0 | 0 | 0 | 0.007982
1992 | 180.0833 | 0 | 0 | 0 | 0 | 0 | 0 | -0.01566 | -0.007982
1992 | 180.0937 | 0 | 0 | 0 | 0 | 0 | 0 | 0.011745 | 0.015964
1992 | 180.1042 | 0 | 0 | 0 | 0 | 0 | 0 | 0.019575 | 0.015964
1992 | 180.1146 | 0 | 0 | 0 | 0 | 0 | 0 | -0.003915 | 0
1992 | 180.125 | 0.00783 | 0 | 0 | 0 | 0 | 0 | 0.019575 | 0.011973
1992 | 180.1354 | 0 | 0.015964 | 0 | 0 | 0 | 0 | -0.003915 | 0.011973
1992 | 180.1458 | 0.01566 | 0 | 0 | 0 | 0 | 0 | 0.003915 | 0.003991
1992 | 180.1562 | 0 | 0 | 0 | 0 | 0 | 0 | -0.003915 | -0.003991
1992 | 180.1667 | 0 | 0.007982 | 0 | 0 | 0 | 0 | 0.00783 | 0.011973
1992 | 180.1771 | 0.00783 | 0 | 0 | 0 | 0 | 0 | -0.011745 | -0.003991
1992 | 180.1875 | 0 | 0 | 0 | 0 | 0 | 0 | 0.003915 | -0.003991
1992 | 180.1979 | 0.02349 | 0.015964 | 0 | 0 | 0 | 0 | 0.00783 | 0.011973
1992 | 180.2083 | 0 | 0 | 0 | 0 | 0 | 0 | 0 | -0.007982
1992 | 180.2187 | 0.01566 | 0.007982 | 0 | 0 | 0 | 0 | 0.00783 | 5.6843e-14
1992 | 180.2292 | 0 | 0.007982 | 0 | 0 | 0 | 0 | -0.01566 | 0
1992 | 180.2396 | 0.00783 | 0 | 0 | 0 | 0 | 0 | -0.00783 | 0.003991
1992 | 180.25 | 0 | 0.007982 | 0 | 0 | 0 | 0 | 0.00783 | -0.007982
1992 | 180.2604 | 0 | 0.007982 | 0 | 0 | 0 | 0 | 0.003915 | 0.003991
1992 | 180.2708 | 0 | 0 | 0 | 0 | 0 | 0 | -0.00783 | 0
1992 | 180.2812 | 0 | 0 | 0 | 0 | 0 | 0 | -0.00783 | 0.011973
1992 | 180.2917 | 0.00783 | 0 | 0 | 0 | 0 | 0 | 0.019575 | 0.003991
1992 | 180.3021 | 0 | 0 | 0 | 0 | 0 | 0 | 0.03132 | 0.023946
1992 | 180.3125 | 0 | 0 | 0 | 0 | 0 | 0 | 0.027405 | 0.031928
1992 | 180.3229 | 0 | 0 | 0 | 0 | 0 | 0 | 0.01566 | 0.023946
1992 | 180.3333 | 0 | 0 | 0 | 0 | 0 | 0 | 0.03132 | 0.031928
1992 | 180.3437 | 0 | 0 | 0 | 0 | 0 | 0 | 0.00783 | 0.055874
1992 | 180.3542 | 0 | 0 | 0 | 0 | 0 | 0 | 0.04698 | 0.035919
1992 | 180.3646 | 0 | 0 | 0 | 0 | 0 | 0 | 0.06264 | 0.083811
1992 | 180.375 | 0 | 0 | 0 | 0 | 0 | 0 | 0.11353 | 0.071838
1992 | 180.3854 | 0 | 0 | 0 | 0 | 0 | 0 | 0.0783 | 0.10776
1992 | 180.3958 | 0 | 0 | 0 | 0 | 0 | 0 | 0.10962 | 0.071838
1992 | 180.4062 | 0 | 0 | 0 | 0 | 0 | 0 | 0.10179 | 0.07982
1992 | 180.4167 | 0 | 0 | 0 | 0 | 0 | 0 | 0.10571 | 0.083811
1992 | 180.4271 | 0 | 0 | 0 | 0 | 0 | 0 | 0.090045 | 0.051883
1992 | 180.4375 | 0 | 0 | 0 | 0 | 0 | 0 | 0.14877 | 0.067847
1992 | 180.4479 | 0 | 0 | 0 | 0 | 0 | 0 | 0.10571 | 0.055874
1992 | 180.4583 | 0 | 0 | 0 | 0 | 0 | 0 | 0.082215 | 0.051883
1992 | 180.4687 | 0 | 0 | 0 | 0 | 0 | 0 | 0.09396 | 0.03991
1992 | 180.4792 | 0 | 0 | 0 | 0 | 0 | 0 | 0.082215 | 0.043901
1992 | 180.4896 | 0 | 0 | 0 | 0 | 0 | 0 | 0.043065 | 0.035919
1992 | 180.5 | 0 | 0 | 0 | 0 | 0 | 0 | 0.058725 | 0.047892
1992 | 180.5104 | 0 | 0 | 0 | 0 | 0 | 0 | 0.043065 | 0.035919
1992 | 180.5208 | 0 | 0 | 0 | 0 | 0 | 0 | 0.05481 | 0.055874
1992 | 180.5312 | 0 | 0 | 0 | 0 | 0 | 0 | 0.066555 | 0.055874
1992 | 180.5417 | 0 | 0 | 0 | 0 | 0 | 0 | 0.035235 | 0.055874
1992 | 180.5521 | 0 | 0 | 0 | 0 | 0 | 0 | 0.043065 | 0.067847
1992 | 180.5625 | 0 | 0 | 0 | 0 | 0 | 0 | 0.043065 | 0.067847
1992 | 180.5729 | 0 | 0 | 0 | 0 | 0 | 0 | 0.035235 | 0.051883
1992 | 180.5833 | 0 | 0 | 0 | 0 | 0 | 0 | 0.035235 | 0.067847
1992 | 180.5937 | 0 | 0 | 0 | 0 | 0 | 0 | 0.027405 | 0.063856
1992 | 180.6042 | 0 | 0 | 0 | 0 | 0 | 0 | 0.05481 | 0.051883
1992 | 180.6146 | 0 | 0 | 0 | 0 | 0 | 0 | 0.02349 | 0.051883
1992 | 180.625 | 0 | 0 | 0 | 0 | 0 | 0 | 0.04698 | 0.059865
1992 | 180.6354 | 0 | 0 | 0 | 0 | 0 | 0 | 0.035235 | 0.043901
1992 | 180.6458 | 0 | 0 | 0 | 0 | 0 | 0 | 0.019575 | 0.047892
1992 | 180.6562 | 0 | 0 | 0 | 0 | 0 | 0 | 0.03915 | 0.035919
1992 | 180.6667 | 0 | 0 | 0 | 0 | 0 | 0 | 0.027405 | 0.031928
1992 | 180.6771 | 0 | 0 | 0 | 0 | 0 | 0 | 0.011745 | 0.047892
1992 | 180.6875 | 0 | 0 | 0 | 0 | 0 | 0 | 0.050895 | 0.03991
1992 | 180.6979 | 0 | 0 | 0 | 0 | 0 | 0 | 0.01566 | 0.031928
1992 | 180.7083 | 0 | 0 | 0 | 0 | 0 | 0 | 0.019575 | 0.027937
1992 | 180.7187 | 0 | 0 | 0 | 0 | 0 | 0 | 0.05481 | 0.035919
1992 | 180.7292 | 0 | 0 | 0 | 0 | 0 | 0 | 0 | 0.015964
1992 | 180.7396 | 0 | 0 | 0 | 0 | 0 | 0 | 0.01566 | 0.035919
1992 | 180.75 | 0 | 0 | 0 | 0 | 0 | 0 | 0.03915 | 0.011973
1992 | 180.7604 | 0 | 0 | 0 | 0 | 0 | 0 | 0 | 0.035919
1992 | 180.7708 | 0 | 0 | 0 | 0 | 0 | 0 | 0.02349 | 0.011973
1992 | 180.7812 | 0 | 0 | 0 | 0 | 0 | 0 | 0.01566 | 0.023946
1992 | 180.7917 | 0 | 0 | 0 | 0 | 0 | 0 | 0.02349 | 0.031928
1992 | 180.8021 | 0 | 0 | 0 | 0 | 0 | 0 | 0.011745 | 0.007982
1992 | 180.8125 | 0 | 0 | 0 | 0 | 0 | 0 | -0.011745 | 0.019955
1992 | 180.8229 | 0 | 0 | 0 | 0 | 0 | 0 | 0.01566 | 0.011973
1992 | 180.8333 | 0 | 0 | 0 | 0 | 0 | 0 | 0.003915 | 0.019955
1992 | 180.8437 | 0 | 0 | 0 | 0 | 0 | 0 | 0.003915 | 0.003991
1992 | 180.8542 | 0 | 0 | 0 | 0 | 0 | 0 | 0.003915 | 0.003991
1992 | 180.8646 | 0.02349 | 0.007982 | 0 | 0 | 0 | 0 | -0.011745 | 0.003991
1992 | 180.875 | 0 | 0 | 0 | 0 | 0 | 0 | 0.00783 | 0.003991
1992 | 180.8854 | 0 | 0 | 0 | 0 | 0 | 0 | 0.011745 | 0.003991
1992 | 180.8958 | 0.00783 | 0 | 0 | 0 | 0 | 0 | -0.00783 | 0
1992 | 180.9062 | 0 | 0.007982 | 0 | 0 | 0 | 0 | 0 | 1.1369e-13
1992 | 180.9167 | 0 | 0 | 0 | 0 | 0 | 0 | 0.003915 | 0.019955
1992 | 180.9271 | 0 | 0 | 0 | 0 | 0 | 0 | 0.011745 | 0.003991
1992 | 180.9375 | 0 | 0 | 0 | 0 | 0 | 0 | 0.003915 | -0.003991
1992 | 180.9479 | 0 | 0 | 0 | 0 | 0 | 0 | -0.01566 | 0.003991
1992 | 180.9583 | 0 | 0 | 0 | 0 | 0 | 0 | 0.003915 | -0.007982
1992 | 180.9687 | 0 | 0 | 0 | 0 | 0 | 0 | 0 | 0.003991
1992 | 180.9792 | 0 | 0 | 0 | 0 | 0 | 0 | -0.019575 | 0.007982
1992 | 180.9896 | 0 | 0.007982 | 0 | 0 | 0 | 0 | 0.011745 | -0.003991
1992 | 181 | 0 | 0 | 0 | 0 | 0 | 0 | 0.00783 | 0.003991
1992 | 181.0104 | 0 | 0 | 0 | 0 | 0 | 0 | -0.00783 | 0
1992 | 181.0208 | 0 | 0 | 0 | 0 | 0 | 0 | -0.011745 | 0.003991
1992 | 181.0312 | 0 | 0 | 0 | 0 | 0 | 0 | 0.027405 | 0.019955
1992 | 181.0417 | 0 | 0 | 0 | 0 | 0 | 0 | -0.011745 | -0.003991
1992 | 181.0521 | 0 | 0 | 0 | 0 | 0 | 0 | 0.00783 | 0.007982
1992 | 181.0625 | 0.00783 | 0.007982 | 0 | 0 | 0 | 0 | -0.003915 | -5.6843e-14
1992 | 181.0729 | 0.00783 | 0 | 0 | 0 | 0 | 0 | 0 | 0
1992 | 181.0833 | 0 | 0 | 0 | 0 | 0 | 0 | 0.00783 | 0
1992 | 181.0937 | 0 | 0 | 0 | 0 | 0 | 0 | -0.011745 | 0.003991
1992 | 181.1042 | 0 | 0.007982 | 0 | 0 | 0 | 0 | -0.00783 | 0.003991
1992 | 181.1146 | 0 | 0 | 0 | 0 | 0 | 0 | -0.003915 | 0.003991
1992 | 181.125 | 0 | 0.007982 | 0 | 0 | 0 | 0 | 0 | 5.6843e-14
1992 | 181.1354 | 0 | 0.007982 | 0 | 0 | 0 | 0 | -0.003915 | 0.007982
1992 | 181.1458 | 0 | 0 | 0 | 0 | 0 | 0 | -0.019575 | 0
1992 | 181.1562 | 0 | 0.007982 | 0 | 0 | 0 | 0 | 0.00783 | -0.003991
1992 | 181.1667 | 0 | 0 | 0 | 0 | 0 | 0 | 0.003915 | 0.003991
1992 | 181.1771 | 0.02349 | 0 | 0 | 0 | 0 | 0 | 5.6843e-14 | 0
1992 | 181.1875 | 0 | 0 | 0 | 0 | 0 | 0 | 0.003915 | -0.007982
1992 | 181.1979 | 0 | 0 | 0 | 0 | 0 | 0 | 0 | 0
1992 | 181.2083 | 0.00783 | 0 | 0 | 0 | 0 | 0 | -0.003915 | 0
1992 | 181.2187 | 0 | 0.007982 | 0 | 0 | 0 | 0 | 0.00783 | 0
1992 | 181.2292 | 0 | 0 | 0 | 0 | 0 | 0 | -0.003915 | 0.003991
1992 | 181.2396 | 0.00783 | 0.015964 | 0 | 0 | 0 | 0 | 5.6843e-14 | 0.007982
1992 | 181.25 | 0.00783 | 0 | 0 | 0 | 0 | 0 | 0.00783 | 0
1992 | 181.2604 | 0 | 0 | 0 | 0 | 0 | 0 | -0.011745 | 0.003991
1992 | 181.2708 | 0 | 0 | 0 | 0 | 0 | 0 | 0.00783 | 0.003991
1992 | 181.2812 | 0 | 0 | 0 | 0 | 0 | 0 | -0.00783 | 0.007982
1992 | 181.2917 | 0 | 0 | 0 | 0 | 0 | 0 | 0.011745 | 0.015964
1992 | 181.3021 | 0 | 0 | 0 | 0 | 0 | 0 | 0.01566 | 0.019955
1992 | 181.3125 | 0 | 0 | 0 | 0 | 0 | 0 | 0.019575 | 0.035919
1992 | 181.3229 | 0 | 0 | 0 | 0 | 0 | 0 | 0.02349 | 0.031928
1992 | 181.3333 | 0 | 0 | 0 | 0 | 0 | 0 | 0.027405 | 0.031928
1992 | 181.3437 | 0 | 0 | 0 | 0 | 0 | 0 | 0.050895 | 0.019955
1992 | 181.3542 | 0 | 0 | 0 | 0 | 0 | 0 | 0.03132 | 0.027937
1992 | 181.3646 | 0 | 0 | 0 | 0 | 0 | 0 | 0.05481 | 0.019955
1992 | 181.375 | 0 | 0 | 0 | 0 | 0 | 0 | 0.035235 | 0.011973
1992 | 181.3854 | 0 | 0 | 0 | 0 | 0 | 0 | 0.035235 | 0.007982
1992 | 181.3958 | 0 | 0 | 0 | 0 | 0 | 0 | 0.03132 | 0.023946
1992 | 181.4062 | 0 | 0 | 0 | 0 | 0 | 0 | 0.035235 | 0.007982
1992 | 181.4167 | 0 | 0 | 0 | 0 | 0 | 0 | 0.019575 | 0.023946
1992 | 181.4271 | 0 | 0 | 0 | 0 | 0 | 0 | 0.03915 | 0.011973
1992 | 181.4375 | 0 | 0 | 0 | 0 | 0 | 0 | 0.011745 | 0.015964
1992 | 181.4479 | 0 | 0 | 0 | 0 | 0 | 0 | 0.035235 | 0.019955
1992 | 181.4583 | 0 | 0 | 0 | 0 | 0 | 0 | 0.03132 | 0.015964
1992 | 181.4687 | 0 | 0 | 0 | 0 | 0 | 0 | 0.00783 | 0.023946
1992 | 181.4792 | 0 | 0 | 0 | 0 | 0 | 0 | 0.035235 | 0.023946
1992 | 181.4896 | 0 | 0 | 0 | 0 | 0 | 0 | 0.035235 | 0.027937
1992 | 181.5 | 0 | 0 | 0 | 0 | 0 | 0 | -0.00783 | 0.035919
1992 | 181.5104 | 0 | 0 | 0 | 0 | 0 | 0 | 0.035235 | 0.031928
1992 | 181.5208 | 0 | 0 | 0 | 0 | 0 | 0 | 0.063619 | 0.035919
1992 | 181.5312 | 0 | 0 | 0 | 0 | 0 | 0 | 0.064597 | 0.031928
1992 | 181.5417 | 0 | 0 | 0 | 0 | 0 | 0 | 0.064598 | 0.059865
1992 | 181.5521 | 0 | 0 | 0 | 0 | 0 | 0 | 0.064597 | 0.047892
1992 | 181.5625 | 0 | 0 | 0 | 0 | 0 | 0 | 0.079279 | 0.03991
1992 | 181.5729 | 0 | 0 | 0 | 0 | 0 | 0 | 0.08613 | 0.071838
1992 | 181.5833 | 0 | 0 | 0 | 0 | 0 | 0 | 0.07047 | 0.055874
1992 | 181.5937 | 0 | 0 | 0 | 0 | 0 | 0 | 0.11745 | 0.051883
1992 | 181.6042 | 0 | 0 | 0 | 0 | 0 | 0 | 0.074385 | 0.047892
1992 | 181.6146 | 0 | 0 | 0 | 0 | 0 | 0 | 0.09396 | 0.031928
1992 | 181.625 | 0 | 0 | 0 | 0 | 0 | 0 | 0.05481 | 0.047892
1992 | 181.6354 | 0 | 0 | 0 | 0 | 0 | 0 | 0.10962 | 0.051883
1992 | 181.6458 | 0 | 0 | 0 | 0 | 0 | 0 | 0.050895 | 0.027937
1992 | 181.6562 | 0 | 0 | 0 | 0 | 0 | 0 | 0.09396 | 0.051883
1992 | 181.6667 | 0 | 0 | 0 | 0 | 0 | 0 | 0.082215 | 0.007982
1992 | 181.6771 | 0 | 0 | 0 | 0 | 0 | 0 | 0.06264 | 0.031928
1992 | 181.6875 | 0 | 0 | 0 | 0 | 0 | 0 | 0.03915 | 0.035919
1992 | 181.6979 | 0 | 0 | 0 | 0 | 0 | 0 | 0.074385 | 0.023946
1992 | 181.7083 | 0 | 0 | 0 | 0 | 0 | 0 | 0.066555 | 0.019955
1992 | 181.7187 | 0 | 0 | 0 | 0 | 0 | 0 | 0.03132 | 0.023946
1992 | 181.7292 | 0 | 0 | 0 | 0 | 0 | 0 | 0.058725 | 0.023946
1992 | 181.7396 | 0 | 0 | 0 | 0 | 0 | 0 | 0.027405 | 0.015964
1992 | 181.75 | 0 | 0 | 0 | 0 | 0 | 0 | 0.03915 | 0.027937
1992 | 181.7604 | 0 | 0 | 0 | 0 | 0 | 0 | 0.027405 | 0.007982
1992 | 181.7708 | 0 | 0 | 0 | 0 | 0 | 0 | 0.035235 | 0.023946
1992 | 181.7812 | 0 | 0 | 0 | 0 | 0 | 0 | 0.027405 | 0.019955
1992 | 181.7917 | 0 | 0 | 0 | 0 | 0 | 0 | 0.00783 | 0.007982
1992 | 181.8021 | 0 | 0 | 0 | 0 | 0 | 0 | 0.03915 | 0.011973
1992 | 181.8125 | 0 | 0 | 0 | 0 | 0 | 0 | 0.019575 | 0.003991
1992 | 181.8229 | 0 | 0 | 0 | 0 | 0 | 0 | 0.011745 | 0.011973
1992 | 181.8333 | 0 | 0 | 0 | 0 | 0 | 0 | 0.019575 | 0.015964
1992 | 181.8437 | 0 | 0 | 0 | 0 | 0 | 0 | 0.01566 | 0.011973
1992 | 181.8542 | 0 | 0 | 0 | 0 | 0 | 0 | 0.003915 | 0.007982
1992 | 181.8646 | 0 | 0 | 0 | 0 | 0 | 0 | 0.01566 | 0.003991
1992 | 181.875 | 0 | 0 | 0 | 0 | 0 | 0 | 0.003915 | 0.015964
1992 | 181.8854 | 0 | 0 | 0 | 0 | 0 | 0 | 0.00783 | 0.007982
1992 | 181.8958 | 0 | 0 | 0 | 0 | 0 | 0 | 0.011745 | -0.003991
1992 | 181.9062 | 0 | 0 | 0 | 0 | 0 | 0 | 0.00783 | 0
1992 | 181.9167 | 0 | 0 | 0 | 0 | 0 | 0 | 0.01566 | 0.011973
1992 | 181.9271 | 0 | 0 | 0 | 0 | 0 | 0 | -0.003915 | 0.003991
1992 | 181.9375 | 0 | 0 | 0 | 0 | 0 | 0 | 0 | 0.003991
1992 | 181.9479 | 0 | 0 | 0 | 0 | 0 | 0 | -0.00783 | 0.011973
1992 | 181.9583 | 0 | 0 | 0 | 0 | 0 | 0 | 0.02349 | -0.007982
1992 | 181.9687 | 0 | 0 | 0 | 0 | 0 | 0 | 0.01566 | 0.019955
1992 | 181.9792 | 0 | 0 | 0 | 0 | 0 | 0 | 0.01566 | 0.007982
1992 | 181.9896 | 0 | 0 | 0 | 0 | 0 | 0 | 0.003915 | -0.003991
1992 | 182 | 0.02349 | 0 | 0 | 0 | 0 | 0 | 0 | 0.003991
1992 | 182.0104 | 0.04698 | 0 | 0 | 0 | 0 | 0 | 0.003915 | 0.027937
1992 | 182.0208 | 0 | 0 | 0 | 0 | 0 | 0 | 0.027405 | 0.03991
1992 | 182.0312 | 0 | 0 | 0 | 0 | 0 | 0 | 0.035235 | 0.007982
1992 | 182.0417 | 0 | 0 | 0 | 0 | 0 | 0 | 0.03915 | 0.031928
1992 | 182.0521 | 0 | 0 | 0 | 0 | 0 | 0 | 0.02349 | -0.003991
1992 | 182.0625 | 0 | 0 | 0 | 0 | 0 | 0 | 0.027405 | 0.015964
1992 | 182.0729 | 0 | 0 | 0 | 0 | 0 | 0 | 0.01566 | -5.6843e-14
1992 | 182.0833 | 0 | 0.015964 | 0 | 0 | 0 | 0 | 0.01566 | -0.003991
1992 | 182.0937 | 0 | 0 | 0 | 0 | 0 | 0 | 0.011745 | 0.011973
1992 | 182.1042 | 0.03132 | 0 | 0 | 0 | 0 | 0 | 0.00783 | 5.6843e-14
1992 | 182.1146 | 0 | 0 | 0 | 0 | 0 | 0 | 0.00783 | -0.003991
1992 | 182.125 | 0 | 0 | 0 | 0 | 0 | 0 | 0.003915 | 0.007982
1992 | 182.1354 | 0 | 0.007982 | 0 | 0 | 0 | 0 | 0.00783 | -0.003991
1992 | 182.1458 | 0.01566 | 0 | 0 | 0 | 0 | 0 | 0 | 0.011973
1992 | 182.1562 | 0 | 0 | 0 | 0 | 0 | 0 | 0.003915 | -0.007982
1992 | 182.1667 | 0 | 0.007982 | 0 | 0 | 0 | 0 | 0 | 0.003991
1992 | 182.1771 | 0 | 0 | 0 | 0 | 0 | 0 | 0.011745 | -0.003991
1992 | 182.1875 | 0.00783 | 0.007982 | 0 | 0 | 0 | 0 | -0.01566 | 0.003991
1992 | 182.1979 | 0.00783 | 0.007982 | 0 | 0 | 0 | 0 | 0.00783 | -5.6843e-14
1992 | 182.2083 | 0.01566 | 0 | 0 | 0 | 0 | 0 | 5.6843e-14 | 0.007982
1992 | 182.2187 | 0 | 0.015964 | 0 | 0 | 0 | 0 | 0.019575 | 0.003991
1992 | 182.2292 | 0 | 0 | 0 | 0 | 0 | 0 | -0.011745 | -0.003991
1992 | 182.2396 | 0 | 0.007982 | 0 | 0 | 0 | 0 | 0 | 0
1992 | 182.25 | 0.00783 | 0 | 0 | 0 | 0 | 0 | -0.003915 | -0.003991
1992 | 182.2604 | 0 | 0.007982 | 0 | 0 | 0 | 0 | 0.00783 | 0.003991
1992 | 182.2708 | 0 | 0 | 0 | 0 | 0 | 0 | -0.011745 | 0
1992 | 182.2812 | 0 | 0 | 0 | 0 | 0 | 0 | -0.003915 | 0
1992 | 182.2917 | 0 | 0 | 0 | 0 | 0 | 0 | 0.003915 | 0.011973
1992 | 182.3021 | 0 | 0 | 0 | 0 | 0 | 0 | 0.019575 | 0.015964
1992 | 182.3125 | 0 | 0 | 0 | 0 | 0 | 0 | 0.011745 | 0.015964
1992 | 182.3229 | 0 | 0 | 0 | 0 | 0 | 0 | 0.00783 | 0.019955
1992 | 182.3333 | 0 | 0 | 0 | 0 | 0 | 0 | 0.027405 | 0.019955
1992 | 182.3437 | 0 | 0 | 0 | 0 | 0 | 0 | 0.019575 | 0.015964
1992 | 182.3542 | 0 | 0 | 0 | 0 | 0 | 0 | 0.035235 | 0.015964
1992 | 182.3646 | 0 | 0 | 0 | 0 | 0 | 0 | 0.019575 | 0.003991
1992 | 182.375 | 0 | 0 | 0 | 0 | 0 | 0 | 0.03132 | 0.023946
1992 | 182.3854 | 0 | 0 | 0 | 0 | 0 | 0 | -0.003915 | 0.003991
1992 | 182.3958 | 0 | 0 | 0 | 0 | 0 | 0 | 0.05481 | 0.019955
1992 | 182.4062 | 0 | 0.023946 | 0 | 0 | 0 | 0 | 0.027405 | 0.015964
1992 | 182.4167 | 0 | 0 | 0 | 0 | 0 | 0 | 0.043065 | 0.027937
1992 | 182.4271 | 0 | 0 | 0 | 0 | 0 | 0 | 0.07047 | 0.015964
1992 | 182.4375 | 0 | 0 | 0 | 0 | 0 | 0 | 0.04698 | 0.019955
1992 | 182.4479 | 0 | 0 | 0 | 0 | 0 | 0 | 0.011745 | 0.019955
1992 | 182.4583 | 0 | 0 | 0 | 0 | 0 | 0 | 0.07047 | 0.007982
1992 | 182.4687 | 0 | 0 | 0 | 0 | 0 | 0 | 0.082215 | 0.027937
1992 | 182.4792 | 0 | 0 | 0 | 0 | 0 | 0 | 0.04698 | 0.023946
1992 | 182.4896 | 0 | 0 | 0 | 0 | 0 | 0 | 0.09396 | 0.019955
1992 | 182.5 | 0 | 0 | 0 | 0 | 0 | 0 | 0.027405 | 0.023946
1992 | 182.5104 | 0 | 0 | 0 | 0 | 0 | 0 | 0.097875 | 0.047892
1992 | 182.5208 | 0 | 0 | 0 | 0 | 0 | 0 | 0.082215 | 0.03991
1992 | 182.5312 | 0 | 0 | 0 | 0 | 0 | 0 | 0.11353 | 0.043901
1992 | 182.5417 | 0 | 0 | 0 | 0 | 0 | 0 | 0.05481 | 0.043901
1992 | 182.5521 | 0 | 0 | 0 | 0 | 0 | 0 | 0.07047 | 0.035919
1992 | 182.5625 | 0 | 0 | 0 | 0 | 0 | 0 | 0.066555 | 0.059865
1992 | 182.5729 | 0 | 0 | 0 | 0 | 0 | 0 | 0.10962 | 0.031928
1992 | 182.5833 | 0 | 0 | 0 | 0 | 0 | 0 | 0.04698 | 0.031928
1992 | 182.5937 | 0 | 0 | 0 | 0 | 0 | 0 | 0.10962 | 0.067847
1992 | 182.6042 | 0 | 0 | 0 | 0 | 0 | 0 | 0.07047 | 0.051883
1992 | 182.6146 | 0 | 0 | 0 | 0 | 0 | 0 | 0.10571 | 0.03991
1992 | 182.625 | 0 | 0 | 0 | 0 | 0 | 0 | 0.05481 | 0.055874
1992 | 182.6354 | 0 | 0 | 0 | 0 | 0 | 0 | 0.074385 | 0.03991
1992 | 182.6458 | 0 | 0 | 0 | 0 | 0 | 0 | 0.058725 | 0.043901
1992 | 182.6562 | 0 | 0 | 0 | 0 | 0 | 0 | 0.05481 | 0.027937
1992 | 182.6667 | 0 | 0 | 0 | 0 | 0 | 0 | 0.066555 | 0.035919
1992 | 182.6771 | 0 | 0 | 0 | 0 | 0 | 0 | 0.082215 | 0.031928
1992 | 182.6875 | 0 | 0 | 0 | 0 | 0 | 0 | 0.03132 | 0.027937
1992 | 182.6979 | 0 | 0 | 0 | 0 | 0 | 0 | 0.05481 | 0.035919
1992 | 182.7083 | 0 | 0 | 0 | 0 | 0 | 0 | 0.0783 | 0.031928
1992 | 182.7187 | 0 | 0 | 0 | 0 | 0 | 0 | 0.035235 | 0.055874
1992 | 182.7292 | 0 | 0 | 0 | 0 | 0 | 0 | 0.050895 | 0.019955
1992 | 182.7396 | 0 | 0 | 0 | 0 | 0 | 0 | 0.027405 | 0.059865
1992 | 182.75 | 0 | 0 | 0 | 0 | 0 | 0 | 0.07047 | 0.031928
1992 | 182.7604 | 0 | 0 | 0 | 0 | 0 | 0 | 0.043065 | 0.007982
1992 | 182.7708 | 0 | 0 | 0 | 0 | 0 | 0 | 0.035235 | 0.055874
1992 | 182.7812 | 0 | 0 | 0 | 0 | 0 | 0 | 0.043065 | 0.015964
1992 | 182.7917 | 0 | 0 | 0 | 0 | 0 | 0 | 0.027405 | 0.015964
1992 | 182.8021 | 0 | 0 | 0 | 0 | 0 | 0 | 0.019575 | 0.011973
1992 | 182.8125 | 0 | 0 | 0 | 0 | 0 | 0 | 0.035235 | 0.015964
1992 | 182.8229 | 0 | 0 | 0 | 0 | 0 | 0 | 0.019575 | 0.011973
1992 | 182.8333 | 0 | 0 | 0 | 0 | 0 | 0 | 0.03915 | 0.019955
1992 | 182.8437 | 0 | 0 | 0 | 0 | 0 | 0 | 0.00783 | 0.011973
1992 | 182.8542 | 0 | 0 | 0 | 0 | 0 | 0 | -0.003915 | 0.007982
1992 | 182.8646 | 0 | 0 | 0 | 0 | 0 | 0 | 0.01566 | 0.003991
1992 | 182.875 | 0 | 0 | 0 | 0 | 0 | 0 | 0.00783 | 0
1992 | 182.8854 | 0 | 0 | 0 | 0 | 0 | 0 | 0.011745 | 0.011973
1992 | 182.8958 | 0 | 0 | 0 | 0 | 0 | 0 | 0.00783 | 0
1992 | 182.9062 | 0 | 0 | 0 | 0 | 0 | 0 | -5.6843e-14 | 0.003991
1992 | 182.9167 | 0 | 0 | 0 | 0 | 0 | 0 | 0.01566 | 0.003991
1992 | 182.9271 | 0 | 0 | 0 | 0 | 0 | 0 | -0.003915 | -0.003991
1992 | 182.9375 | 0 | 0 | 0 | 0 | 0 | 0 | 0.01566 | 0.011973
1992 | 182.9479 | 0 | 0 | 0 | 0 | 0 | 0 | 0.003915 | 0.003991
1992 | 182.9583 | 0 | 0 | 0 | 0 | 0 | 0 | 0 | 0.007982
1992 | 182.9687 | 0 | 0 | 0 | 0 | 0 | 0 | 0.003915 | 0
1992 | 182.9792 | 0 | 0 | 0 | 0 | 0 | 0 | 0.01566 | 0.011973
1992 | 182.9896 | 0 | 0 | 0 | 0 | 0 | 0 | 0.003915 | 0.007982
1992 | 183 | 0 | 0 | 0 | 0 | 0 | 0 | -0.003915 | 0.011973
1992 | 183.0104 | 0 | 0 | 0 | 0 | 0 | 0 | 0.03132 | 0.015964
1992 | 183.0208 | 0 | 0 | 0 | 0 | 0 | 0 | -0.00783 | 0
1992 | 183.0312 | 0 | 0 | 0 | 0 | 0 | 0 | 0.01566 | 0.015964
1992 | 183.0417 | 0 | 0 | 0 | 0 | 0 | 0 | 0.019575 | 0.007982
1992 | 183.0521 | 0 | 0 | 0 | 0 | 0 | 0 | -0.00783 | 0.007982
1992 | 183.0625 | 0 | 0 | 0 | 0 | 0 | 0 | 0.011745 | 0.015964
1992 | 183.0729 | 0 | 0 | 0 | 0 | 0 | 0 | 0.011745 | 0.011973
1992 | 183.0833 | 0 | 0 | 0 | 0 | 0 | 0 | 0.00783 | 0
1992 | 183.0937 | 0 | 0 | 0 | 0 | 0 | 0 | 0.00783 | 0.003991
1992 | 183.1042 | 0 | 0 | 0 | 0 | 0 | 0 | 0.011745 | 0.011973
1992 | 183.1146 | 0.00783 | 0 | 0 | 0 | 0 | 0 | -0.003915 | -5.6843e-14
1992 | 183.125 | 0 | 0 | 0 | 0 | 0 | 0 | 0.02349 | 0.015964
1992 | 183.1354 | 0 | 0 | 0 | 0 | 0 | 0 | 0 | 0
1992 | 183.1458 | 0 | 0 | 0 | 0 | 0 | 0 | 0.011745 | 0.011973
1992 | 183.1562 | 0 | 0 | 0 | 0 | 0 | 0 | 0.00783 | 0.007982
1992 | 183.1667 | 0 | 0 | 0 | 0 | 0 | 0 | 0.011745 | 0.015964
1992 | 183.1771 | 0 | 0 | 0 | 0 | 0 | 0 | -0.003915 | 0.011973
1992 | 183.1875 | 0 | 0 | 0 | 0 | 0 | 0 | 0.02349 | 0.007982
1992 | 183.1979 | 0 | 0 | 0 | 0 | 0 | 0 | 0.027405 | 0.007982
1992 | 183.2083 | 0 | 0 | 0 | 0 | 0 | 0 | -0.02349 | 0.003991
1992 | 183.2187 | 0 | 0 | 0 | 0 | 0 | 0 | 0.027405 | 0.015964
1992 | 183.2292 | 0 | 0 | 0 | 0 | 0 | 0 | 0.00783 | 0.015964
1992 | 183.2396 | 0 | 0 | 0 | 0 | 0 | 0 | -0.003915 | -0.007982
1992 | 183.25 | 0 | 0 | 0 | 0 | 0 | 0 | 0.011745 | 0.019955
1992 | 183.2604 | 0 | 0 | 0 | 0 | 0 | 0 | 0.00783 | 5.6843e-14
1992 | 183.2708 | 0 | 0 | 0 | 0 | 0 | 0 | 0.00783 | 0.019955
1992 | 183.2812 | 0 | 0 | 0 | 0 | 0 | 0 | 0.019575 | 0.011973
1992 | 183.2917 | 0 | 0 | 0 | 0 | 0 | 0 | 0.003915 | 0.011973
1992 | 183.3021 | 0 | 0 | 0 | 0 | 0 | 0 | 0.02349 | 0.007982
1992 | 183.3125 | 0 | 0 | 0 | 0 | 0 | 0 | 0.02349 | 0.019955
1992 | 183.3229 | 0 | 0 | 0 | 0 | 0 | 0 | 0.019575 | 0.007982
1992 | 183.3333 | 0 | 0 | 0 | 0 | 0 | 0 | 0.003915 | 0.011973
1992 | 183.3437 | 0 | 0 | 0 | 0 | 0 | 0 | 0.043065 | 0.007982
1992 | 183.3542 | 0 | 0 | 0 | 0 | 0 | 0 | 0.01566 | 0.011973
1992 | 183.3646 | 0 | 0 | 0 | 0 | 0 | 0 | 0.03132 | 0.003991
1992 | 183.375 | 0 | 0 | 0 | 0 | 0 | 0 | 0.043065 | 0.007982
1992 | 183.3854 | 0 | 0 | 0 | 0 | 0 | 0 | 0.03915 | 0.015964
1992 | 183.3958 | 0 | 0 | 0 | 0 | 0 | 0 | 0.03132 | 0.003991
1992 | 183.4062 | 0 | 0 | 0 | 0 | 0 | 0 | 0.035235 | 0.011973
1992 | 183.4167 | 0 | 0 | 0 | 0 | 0 | 0 | 0.050895 | 0.015964
1992 | 183.4271 | 0 | 0 | 0 | 0 | 0 | 0 | 0.04698 | 0.011973
1992 | 183.4375 | 0 | 0 | 0 | 0 | 0 | 0 | 0.027405 | 0.023946
1992 | 183.4479 | 0 | 0 | 0 | 0 | 0 | 0 | 0.074385 | 0.019955
1992 | 183.4583 | 0 | 0 | 0 | 0 | 0 | 0 | 0.05481 | 0.031928
1992 | 183.4687 | 0 | 0 | 0 | 0 | 0 | 0 | 0.06264 | 0.023946
1992 | 183.4792 | 0 | 0 | 0 | 0 | 0 | 0 | 0.058725 | 0.043901
1992 | 183.4896 | 0 | 0 | 0 | 0 | 0 | 0 | 0.074385 | 0.023946
1992 | 183.5 | 0 | 0 | 0 | 0 | 0 | 0 | 0.05481 | 0.051883
1992 | 183.5104 | 0 | 0 | 0 | 0 | 0 | 0 | 0.066555 | 0.055874
1992 | 183.5208 | 0 | 0 | 0 | 0 | 0 | 0 | 0.05481 | 0.027937
1992 | 183.5312 | 0 | 0 | 0 | 0 | 0 | 0 | 0.074385 | 0.07982
1992 | 183.5417 | 0 | 0 | 0 | 0 | 0 | 0 | -0.05481 | 0.03991
1992 | 183.5521 | 0 | 0 | 0 | 0 | 0 | 0 | 0.10179 | 0.051883
1992 | 183.5625 | 0 | 0 | 0 | 0 | 0 | 0 | 0.06264 | 0.063856
1992 | 183.5729 | 0 | 0 | 0 | 0 | 0 | 0 | 0.15268 | 0.051883
1992 | 183.5833 | 0 | 0 | 0 | 0 | 0 | 0 | 0.03915 | 0.03991
1992 | 183.5937 | 0 | 0 | 0 | 0 | 0 | 0 | 0.090045 | 0.055874
1992 | 183.6042 | 0 | 0 | 0 | 0 | 0 | 0 | 0.04698 | 0.035919
1992 | 183.6146 | 0 | 0 | 0 | 0 | 0 | 0 | 0.066555 | 0.043901
1992 | 183.625 | 0 | 0 | 0 | 0 | 0 | 0 | 0.074385 | 0.051883
1992 | 183.6354 | 0 | 0 | 0 | 0 | 0 | 0 | 0.074385 | 0.03991
1992 | 183.6458 | 0 | 0 | 0 | 0 | 0 | 0 | 0.035235 | 0.023946
1992 | 183.6562 | 0 | 0 | 0 | 0 | 0 | 0 | 0.05481 | 0.051883
1992 | 183.6667 | 0 | 0 | 0 | 0 | 0 | 0 | 0.10179 | 0.043901
1992 | 183.6771 | 0 | 0 | 0 | 0 | 0 | 0 | 0.01566 | 0.019955
1992 | 183.6875 | 0 | 0 | 0 | 0 | 0 | 0 | 0.03915 | 0.051883
1992 | 183.6979 | 0 | 0 | 0 | 0 | 0 | 0 | 0.05481 | 0.043901
1992 | 183.7083 | 0 | 0 | 0 | 0 | 0 | 0 | 0.05481 | 0.035919
1992 | 183.7187 | 0 | 0 | 0 | 0 | 0 | 0 | 0.04698 | 0.019955
1992 | 183.7292 | 0 | 0 | 0 | 0 | 0 | 0 | 0.03915 | 0.011973
1992 | 183.7396 | 0 | 0 | 0 | 0 | 0 | 0 | 0.043065 | 0.031928
1992 | 183.75 | 0 | 0 | 0 | 0 | 0 | 0 | 0.035235 | 0.047892
1992 | 183.7604 | 0 | 0 | 0 | 0 | 0 | 0 | 0.06264 | 0.019955
1992 | 183.7708 | 0 | 0 | 0 | 0 | 0 | 0 | -5.6843e-14 | 0.047892
1992 | 183.7812 | 0 | 0 | 0 | 0 | 0 | 0 | 0.043065 | 0.019955
1992 | 183.7917 | 0 | 0 | 0 | 0 | 0 | 0 | 0.035235 | 0.031928
1992 | 183.8021 | 0 | 0 | 0 | 0 | 0 | 0 | 0.02349 | 0.019955
1992 | 183.8125 | 0 | 0 | 0 | 0 | 0 | 0 | 0.019575 | 0.015964
1992 | 183.8229 | 0 | 0 | 0 | 0 | 0 | 0 | 0.003915 | 0.015964
1992 | 183.8333 | 0 | 0 | 0 | 0 | 0 | 0 | 0.01566 | 0.011973
1992 | 183.8437 | 0 | 0 | 0 | 0 | 0 | 0 | 0.00783 | 0.003991
1992 | 183.8542 | 0 | 0 | 0 | 0 | 0 | 0 | -0.003915 | 0.003991
1992 | 183.8646 | 0 | 0 | 0 | 0 | 0 | 0 | 0.00783 | 0.007982
1992 | 183.875 | 0 | 0 | 0 | 0 | 0 | 0 | 0.00783 | 0.007982
1992 | 183.8854 | 0 | 0 | 0 | 0 | 0 | 0 | 0.003915 | 0.011973
1992 | 183.8958 | 0 | 0 | 0 | 0 | 0 | 0 | 0.011745 | 0.003991
1992 | 183.9062 | 0 | 0 | 0 | 0 | 0 | 0 | 0 | 0.011973
1992 | 183.9167 | 0 | 0 | 0 | 0 | 0 | 0 | 0.01566 | 0.007982
1992 | 183.9271 | 0 | 0 | 0 | 0 | 0 | 0 | 0.00783 | 0.007982
1992 | 183.9375 | 0 | 0 | 0 | 0 | 0 | 0 | 0.011745 | 0
1992 | 183.9479 | 0 | 0 | 0 | 0 | 0 | 0 | 0.00783 | 0.007982
1992 | 183.9583 | 0 | 0 | 0 | 0 | 0 | 0 | 0.027405 | 0.015964
1992 | 183.9687 | 0 | 0 | 0 | 0 | 0 | 0 | 0.00783 | 0.011973
1992 | 183.9792 | 0 | 0 | 0 | 0 | 0 | 0 | 0.00783 | 0.003991
1992 | 183.9896 | 0 | 0 | 0 | 0 | 0 | 0 | 0.03132 | 0.019955
1992 | 184 | 0 | 0 | 0 | 0 | 0 | 0 | -0.003915 | 0.007982
1992 | 184.0104 | 0 | 0 | 0 | 0 | 0 | 0 | 0.011745 | 0.003991
1992 | 184.0208 | 0 | 0 | 0 | 0 | 0 | 0 | 0.01566 | 0.015964
1992 | 184.0312 | 0 | 0 | 0 | 0 | 0 | 0 | -0.003915 | 0.007982
1992 | 184.0417 | 0 | 0 | 0 | 0 | 0 | 0 | 0.01566 | 0
1992 | 184.0521 | 0 | 0 | 0 | 0 | 0 | 0 | 0.003915 | 0.003991
1992 | 184.0625 | 0 | 0 | 0 | 0 | 0 | 0 | 0.003915 | 0.011973
1992 | 184.0729 | 0 | 0 | 0 | 0 | 0 | 0 | 0.00783 | 0.007982
1992 | 184.0833 | 0 | 0 | 0 | 0 | 0 | 0 | 0.00783 | 0
1992 | 184.0937 | 0 | 0 | 0 | 0 | 0 | 0 | 0.003915 | 0.007982
1992 | 184.1042 | 0 | 0 | 0 | 0 | 0 | 0 | 0.00783 | 0.015964
1992 | 184.1146 | 0 | 0 | 0 | 0 | 0 | 0 | 0.011745 | 0.007982
1992 | 184.125 | 0 | 0 | 0 | 0 | 0 | 0 | 0.011745 | 0.015964
1992 | 184.1354 | 0 | 0 | 0 | 0 | 0 | 0 | 0.003915 | 0.003991
1992 | 184.1458 | 0 | 0 | 0 | 0 | 0 | 0 | 0.019575 | 0.007982
1992 | 184.1562 | 0 | 0 | 0 | 0 | 0 | 0 | 0.011745 | 0.003991
1992 | 184.1667 | 0.01566 | 0 | 0 | 0 | 0 | 0 | 5.6843e-14 | 0.003991
1992 | 184.1771 | 0 | 0 | 0 | 0 | 0 | 0 | 0.019575 | 0
1992 | 184.1875 | 0 | 0 | 0 | 0 | 0 | 0 | -0.011745 | -0.003991
1992 | 184.1979 | 0 | 0 | 0 | 0 | 0 | 0 | 0.02349 | 0.015964
1992 | 184.2083 | 0 | 0 | 0 | 0 | 0 | 0 | 0 | 0.011973
1992 | 184.2187 | 0.00783 | 0 | 0 | 0 | 0 | 0 | 0.003915 | 0
1992 | 184.2292 | 0 | 0 | 0 | 0 | 0 | 0 | -0.003915 | 0.011973
1992 | 184.2396 | 0 | 0 | 0 | 0 | 0 | 0 | 0.00783 | -0.003991
1992 | 184.25 | 0 | 0 | 0 | 0 | 0 | 0 | 0.011745 | 0.015964
1992 | 184.2604 | 0 | 0 | 0 | 0 | 0 | 0 | 0.01566 | 0.003991
1992 | 184.2708 | 0 | 0 | 0 | 0 | 0 | 0 | 0.011745 | 0.007982
1992 | 184.2812 | 0 | 0 | 0 | 0 | 0 | 0 | 0.00783 | 0.011973
1992 | 184.2917 | 0 | 0 | 0 | 0 | 0 | 0 | 0.01566 | 0.007982
1992 | 184.3021 | 0 | 0 | 0 | 0 | 0 | 0 | 0.011745 | 0.015964
1992 | 184.3125 | 0 | 0 | 0 | 0 | 0 | 0 | 0.027405 | 0.007982
1992 | 184.3229 | 0 | 0 | 0 | 0 | 0 | 0 | 0.011745 | 0.011973
1992 | 184.3333 | 0 | 0 | 0 | 0 | 0 | 0 | 0.02349 | 0.007982
1992 | 184.3437 | 0 | 0 | 0 | 0 | 0 | 0 | 0.02349 | 0.011973
1992 | 184.3542 | 0 | 0 | 0 | 0 | 0 | 0 | 0.01566 | 0.011973
1992 | 184.3646 | 0 | 0 | 0 | 0 | 0 | 0 | 0.027405 | 0.007982
1992 | 184.375 | 0 | 0 | 0 | 0 | 0 | 0 | 0.035235 | 0.007982
1992 | 184.3854 | 0 | 0 | 0 | 0 | 0 | 0 | 0.019575 | 0.003991
1992 | 184.3958 | 0 | 0 | 0 | 0 | 0 | 0 | 0.03132 | 0.007982
1992 | 184.4062 | 0 | 0 | 0 | 0 | 0 | 0 | 0.050895 | 0.019955
1992 | 184.4167 | 0 | 0 | 0 | 0 | 0 | 0 | 0.05481 | 0.007982
1992 | 184.4271 | 0 | 0 | 0 | 0 | 0 | 0 | 0.00783 | 0.023946
1992 | 184.4375 | 0 | 0 | 0 | 0 | 0 | 0 | 0.03915 | 0.003991
1992 | 184.4479 | 0 | 0 | 0 | 0 | 0 | 0 | 0.05481 | 0.035919
1992 | 184.4583 | 0 | 0 | 0 | 0 | 0 | 0 | 0.03915 | 0.019955
1992 | 184.4687 | 0 | 0 | 0 | 0 | 0 | 0 | 0.00783 | 0.023946
1992 | 184.4792 | 0 | 0 | 0 | 0 | 0 | 0 | 0.0783 | 0.023946
1992 | 184.4896 | 0 | 0 | 0 | 0 | 0 | 0 | 0.06264 | 0.047892
1992 | 184.5 | 0 | 0 | 0 | 0 | 0 | 0 | 0.04698 | 0.03991
1992 | 184.5104 | 0 | 0 | 0 | 0 | 0 | 0 | 0.035235 | 0.035919
1992 | 184.5208 | 0 | 0 | 0 | 0 | 0 | 0 | 0.07047 | 0.051883
1992 | 184.5312 | 0 | 0 | 0 | 0 | 0 | 0 | 0.05481 | 0.019955
1992 | 184.5417 | 0 | 0 | 0 | 0 | 0 | 0 | 0.07047 | 0.055874
1992 | 184.5521 | 0 | 0 | 0 | 0 | 0 | 0 | 0.04698 | 0.059865
1992 | 184.5625 | 0 | 0 | 0 | 0 | 0 | 0 | 0.035235 | 0.047892
1992 | 184.5729 | 0 | 0 | 0 | 0 | 0 | 0 | 0.058725 | 0.055874
1992 | 184.5833 | 0 | 0 | 0 | 0 | 0 | 0 | 0.003915 | 0.035919
1992 | 184.5937 | 0 | 0 | 0 | 0 | 0 | 0 | 0.01566 | 0.027937
1992 | 184.6042 | 0 | 0 | 0 | 0 | 0 | 0 | 0.03915 | 0.043901
1992 | 184.6146 | 0 | 0 | 0 | 0 | 0 | 0 | 0.090045 | 0.019955
1992 | 184.625 | 0.00783 | 0 | 0 | 0 | 0 | 0 | -0.00783 | 0.059865
1992 | 184.6354 | 0 | 0 | 0 | 0 | 0 | 0 | 0.04698 | 0.027937
1992 | 184.6458 | 0 | 0 | 0 | 0 | 0 | 0 | 0.05481 | 0.019955
1992 | 184.6562 | 0 | 0 | 0 | 0 | 0 | 0 | 0.058725 | 0.023946
1992 | 184.6667 | 0 | 0 | 0 | 0 | 0 | 0 | 0.00783 | 0.031928
1992 | 184.6771 | 0 | 0 | 0 | 0 | 0 | 0 | 0.011745 | 0.03991
1992 | 184.6875 | 0 | 0 | 0 | 0 | 0 | 0 | 0.0783 | 0
1992 | 184.6979 | 0 | 0 | 0 | 0 | 0 | 0 | 0.04698 | 0.043901
1992 | 184.7083 | 0 | 0 | 0 | 0 | 0 | 0 | 0.01566 | 0.003991
1992 | 184.7187 | 0 | 0 | 0 | 0 | 0 | 0 | 0.02349 | 0.027937
1992 | 184.7292 | 0 | 0 | 0 | 0 | 0 | 0 | 0.035235 | 0.027937
1992 | 184.7396 | 0 | 0 | 0 | 0 | 0 | 0 | -0.003915 | 0.019955
1992 | 184.75 | 0 | 0 | 0 | 0 | 0 | 0 | 0.00783 | 0.023946
1992 | 184.7604 | 0 | 0 | 0 | 0 | 0 | 0 | 0.05481 | 0.023946
1992 | 184.7708 | 0 | 0 | 0 | 0 | 0 | 0 | 0.003915 | 0.015964
1992 | 184.7812 | 0 | 0 | 0 | 0 | 0 | 0 | 0.019575 | 0
1992 | 184.7917 | 0 | 0 | 0 | 0 | 0 | 0 | 0.019575 | 0.027937
1992 | 184.8021 | 0 | 0 | 0 | 0 | 0 | 0 | 0.035235 | 0.015964
1992 | 184.8125 | 0 | 0 | 0 | 0 | 0 | 0 | 0.02349 | -0.003991
1992 | 184.8229 | 0 | 0 | 0 | 0 | 0 | 0 | 0.011745 | 0.015964
1992 | 184.8333 | 0 | 0 | 0 | 0 | 0 | 0 | 0.03132 | 0.007982
1992 | 184.8437 | 0 | 0 | 0 | 0 | 0 | 0 | 0.003915 | 0.011973
1992 | 184.8542 | 0 | 0 | 0 | 0 | 0 | 0 | 0.019575 | 0
1992 | 184.8646 | 0 | 0 | 0 | 0 | 0 | 0 | 0.003915 | 0.011973
1992 | 184.875 | 0.03132 | 0 | 0 | 0 | 0 | 0 | -0.00783 | 0.007982
1992 | 184.8854 | 0 | 0 | 0 | 0 | 0 | 0 | 0.043065 | 0.003991
1992 | 184.8958 | 0.00783 | 0 | 0 | 0 | 0 | 0 | -0.011745 | 0.003991
1992 | 184.9062 | 0 | 0 | 0 | 0 | 0 | 0 | 0.00783 | 0.011973
1992 | 184.9167 | 0 | 0 | 0 | 0 | 0 | 0 | -0.02349 | -0.011973
1992 | 184.9271 | 0.01566 | 0 | 0 | 0 | 0 | 0 | 0 | 0
1992 | 184.9375 | 0 | 0 | 0 | 0 | 0 | 0 | 0.027405 | 0.011973
1992 | 184.9479 | 0 | 0 | 0 | 0 | 0 | 0 | 0.019575 | 0.015964
1992 | 184.9583 | 0 | 0 | 0 | 0 | 0 | 0 | 0.027405 | 0.003991
1992 | 184.9687 | 0 | 0 | 0 | 0 | 0 | 0 | 0 | -0.003991
1992 | 184.9792 | 0.01566 | 0 | 0 | 0 | 0 | 0 | 0 | 0.015964
1992 | 184.9896 | 0 | 0 | 0 | 0 | 0 | 0 | 0.027405 | 0.003991
1992 | 185 | 0 | 0 | 0 | 0 | 0 | 0 | 0.019575 | 0.007982
1992 | 185.0104 | 0 | 0 | 0 | 0 | 0 | 0 | -0.003915 | 0.023946
1992 | 185.0208 | 0.01566 | 0 | 0 | 0 | 0 | 0 | 0.019575 | 0.011973
1992 | 185.0312 | 0 | 0 | 0 | 0 | 0 | 0 | 0.043065 | 0
1992 | 185.0417 | 0.01566 | 0 | 0 | 0 | 0 | 0 | 0.00783 | 0.031928
1992 | 185.0521 | 0 | 0 | 0 | 0 | 0 | 0 | 0.00783 | 0.031928
1992 | 185.0625 | 0 | 0 | 0 | 0 | 0 | 0 | 0.003915 | -0.007982
1992 | 185.0729 | 0 | 0 | 0 | 0 | 0 | 0 | 0.019575 | -0.007982
1992 | 185.0833 | 0 | 0 | 0 | 0 | 0 | 0 | 0.003915 | -0.003991
1992 | 185.0937 | 0 | 0 | 0 | 0 | 0 | 0 | 0.01566 | 0.007982
1992 | 185.1042 | 0.00783 | 0 | 0 | 0 | 0 | 0 | 0.003915 | -0.003991
1992 | 185.1146 | 0 | 0.007982 | 0 | 0 | 0 | 0 | 0.011745 | 0
1992 | 185.125 | 0 | 0.007982 | 0 | 0 | 0 | 0 | 0.003915 | 0.007982
1992 | 185.1354 | 0 | 0 | 0 | 0 | 0 | 0 | 0.011745 | -0.003991
1992 | 185.1458 | 0 | 0 | 0 | 0 | 0 | 0 | 0 | 0
1992 | 185.1562 | 0.00783 | 0.007982 | 0 | 0 | 0 | 0 | 0.00783 | 0.003991
1992 | 185.1667 | 0 | 0 | 0 | 0 | 0 | 0 | -0.003915 | 0
1992 | 185.1771 | 0 | 0.007982 | 0 | 0 | 0 | 0 | 0.00783 | 0.003991
1992 | 185.1875 | 0 | 0 | 0 | 0 | 0 | 0 | 0 | -0.003991
1992 | 185.1979 | 0.00783 | 0.007982 | 0 | 0 | 0 | 0 | 0.003915 | 0
1992 | 185.2083 | 0 | 0 | 0 | 0 | 0 | 0 | -0.003915 | 0
1992 | 185.2187 | 0 | 0.007982 | 0 | 0 | 0 | 0 | -0.011745 | 0.003991
1992 | 185.2292 | 0 | 0 | 0 | 0 | 0 | 0 | 0.01566 | 0
1992 | 185.2396 | 0 | 0 | 0 | 0 | 0 | 0 | -0.003915 | 0.007982
1992 | 185.25 | 0.00783 | 0 | 0 | 0 | 0 | 0 | -0.003915 | 0.007982
1992 | 185.2604 | 0 | 0 | 0 | 0 | 0 | 0 | 0.02349 | 0.007982
1992 | 185.2708 | 0 | 0 | 0 | 0 | 0 | 0 | -0.011745 | 0.011973
1992 | 185.2812 | 0 | 0 | 0 | 0 | 0 | 0 | 0.011745 | 0.003991
1992 | 185.2917 | 0 | 0 | 0 | 0 | 0 | 0 | 0 | 0.011973
1992 | 185.3021 | 0 | 0 | 0 | 0 | 0 | 0 | 0.019575 | 0.015964
1992 | 185.3125 | 0 | 0 | 0 | 0 | 0 | 0 | 0 | 0.015964
1992 | 185.3229 | 0 | 0 | 0 | 0 | 0 | 0 | 0.01566 | 0.011973
1992 | 185.3333 | 0 | 0 | 0 | 0 | 0 | 0 | 0.019575 | 0.003991
1992 | 185.3437 | 0 | 0 | 0 | 0 | 0 | 0 | -0.003915 | 0.011973
1992 | 185.3542 | 0 | 0 | 0 | 0 | 0 | 0 | 0.02349 | 0.007982
1992 | 185.3646 | 0 | 0 | 0 | 0 | 0 | 0 | 0.011745 | 0.023946
1992 | 185.375 | 0 | 0 | 0 | 0 | 0 | 0 | 0.003915 | 0.011973
1992 | 185.3854 | 0 | 0 | 0 | 0 | 0 | 0 | 0.02349 | 0.003991
1992 | 185.3958 | 0 | 0 | 0 | 0 | 0 | 0 | 0.011745 | 0.035919
1992 | 185.4062 | 0 | 0 | 0 | 0 | 0 | 0 | 0.011745 | 0
1992 | 185.4167 | 0 | 0 | 0 | 0 | 0 | 0 | 0.027405 | 0.011973
1992 | 185.4271 | 0 | 0 | 0 | 0 | 0 | 0 | 0.01566 | 0.007982
1992 | 185.4375 | 0 | 0 | 0 | 0 | 0 | 0 | 0.00783 | 0.027937
1992 | 185.4479 | 0 | 0 | 0 | 0 | 0 | 0 | 0.00783 | 0.003991
1992 | 185.4583 | 0.00783 | 0 | 0 | 0 | 0 | 0 | 0.003915 | 0.007982
1992 | 185.4687 | 0 | 0 | 0 | 0 | 0 | 0 | 0.019575 | 0.023946
1992 | 185.4792 | 0 | 0 | 0 | 0 | 0 | 0 | 0.003915 | 0.003991
1992 | 185.4896 | 0 | 0 | 0 | 0 | 0 | 0 | 0.027405 | 0
1992 | 185.5 | 0 | 0 | 0 | 0 | 0 | 0 | 0.011745 | 0.011973
1992 | 185.5104 | 0 | 0 | 0 | 0 | 0 | 0 | 0.019575 | 0
1992 | 185.5208 | 0 | 0 | 0 | 0 | 0 | 0 | 0.019575 | 0.003991
1992 | 185.5312 | 0 | 0 | 0 | 0 | 0 | 0 | 0.02349 | 0.003991
1992 | 185.5417 | 0 | 0.007982 | 0 | 0 | 0 | 0 | 0.027405 | 0.003991
1992 | 185.5521 | 0 | 0 | 0 | 0 | 0 | 0 | 0.003915 | 0.011973
1992 | 185.5625 | 0 | 0 | 0 | 0 | 0 | 0 | 0.019575 | 0.011973
1992 | 185.5729 | 0 | 0.007982 | 0 | 0 | 0 | 0 | 0.02349 | 0.015964
1992 | 185.5833 | 0 | 0 | 0 | 0 | 0 | 0 | 0.02349 | 0
1992 | 185.5937 | 0 | 0 | 0 | 0 | 0 | 0 | 0.011745 | 0.015964
1992 | 185.6042 | 0 | 0 | 0 | 0 | 0 | 0 | 0.019575 | 0.011973
1992 | 185.6146 | 0 | 0 | 0 | 0 | 0 | 0 | 0.00783 | 0.007982
1992 | 185.625 | 0 | 0 | 0 | 0 | 0 | 0 | 0.01566 | 0.007982
1992 | 185.6354 | 0 | 0 | 0 | 0 | 0 | 0 | 0.027405 | 0.015964
1992 | 185.6458 | 0 | 0 | 0 | 0 | 0 | 0 | 0.03132 | 0.003991
1992 | 185.6562 | 0 | 0 | 0 | 0 | 0 | 0 | 0.003915 | 0.007982
1992 | 185.6667 | 0 | 0 | 0 | 0 | 0 | 0 | 0.035235 | 0.003991
1992 | 185.6771 | 0 | 0 | 0 | 0 | 0 | 0 | 0.043065 | 0.003991
1992 | 185.6875 | 0 | 0 | 0 | 0 | 0 | 0 | -0.00783 | 0.023946
1992 | 185.6979 | 0 | 0 | 0 | 0 | 0 | 0 | 0.03132 | 5.6843e-14
1992 | 185.7083 | 0 | 0 | 0 | 0 | 0 | 0 | -0.00783 | 0.007982
1992 | 185.7187 | 0 | 0 | 0 | 0 | 0 | 0 | 0.019575 | 0.007982
1992 | 185.7292 | 0 | 0 | 0 | 0 | 0 | 0 | 0.003915 | 0.019955
1992 | 185.7396 | 0 | 0 | 0 | 0 | 0 | 0 | 0.027405 | -0.011973
1992 | 185.75 | 0 | 0 | 0 | 0 | 0 | 0 | 0.01566 | 0.015964
1992 | 185.7604 | 0 | 0 | 0 | 0 | 0 | 0 | 0.003915 | 0.019955
1992 | 185.7708 | 0 | 0 | 0 | 0 | 0 | 0 | 0.00783 | 0.011973
1992 | 185.7812 | 0 | 0 | 0 | 0 | 0 | 0 | 0.011745 | 0.007982
1992 | 185.7917 | 0 | 0.007982 | 0 | 0 | 0 | 0 | 0.01566 | 0
1992 | 185.8021 | 0 | 0 | 0 | 0 | 0 | 0 | -0.027405 | 0.003991
1992 | 185.8125 | 0 | 0 | 0 | 0 | 0 | 0 | 0.027405 | 0.007982
1992 | 185.8229 | 0 | 0 | 0 | 0 | 0 | 0 | 0.019575 | 0.007982
1992 | 185.8333 | 0 | 0 | 0 | 0 | 0 | 0 | 0 | 0.007982
1992 | 185.8437 | 0.00783 | 0 | 0 | 0 | 0 | 0 | 0 | 0
1992 | 185.8542 | 0 | 0 | 0 | 0 | 0 | 0 | 0.01566 | 0
1992 | 185.8646 | 0 | 0 | 0 | 0 | 0 | 0 | -0.003915 | -0.003991
1992 | 185.875 | 0 | 0 | 0 | 0 | 0 | 0 | 0.003915 | 0.007982
1992 | 185.8854 | 0 | 0 | 0 | 0 | 0 | 0 | 0 | 0
1992 | 185.8958 | 0 | 0 | 0 | 0 | 0 | 0 | 0.00783 | -0.003991
1992 | 185.9062 | 0 | 0 | 0 | 0 | 0 | 0 | 0.003915 | 0.003991
1992 | 185.9167 | 0.00783 | 0 | 0 | 0 | 0 | 0 | 0 | 0.003991
1992 | 185.9271 | 0.00783 | 0 | 0 | 0 | 0 | 0 | 0 | 0.011973
1992 | 185.9375 | 0.03915 | 0 | 0 | 0 | 0 | 0 | 0.003915 | 0.003991
1992 | 185.9479 | 0 | 0 | 0 | 0 | 0 | 0 | 0 | 0.015964
1992 | 185.9583 | 0.01566 | 0.007982 | 0 | 0 | 0 | 0 | 0.003915 | -5.6843e-14
1992 | 185.9687 | 0 | 0 | 0 | 0 | 0 | 0 | 0.019575 | -0.011973
1992 | 185.9792 | 0 | 0 | 0 | 0 | 0 | 0 | 0.003915 | 0.007982
1992 | 185.9896 | 0 | 0 | 0 | 0 | 0 | 0 | 0.01566 | 0
1992 | 186 | 0 | 0 | 0 | 0 | 0 | 0 | -0.00783 | -0.003991
1992 | 186.0104 | 0 | 0 | 0 | 0 | 0 | 0 | 0.00783 | 0.007982
1992 | 186.0208 | 0.02349 | 0 | 0 | 0 | 0 | 0 | 0.01566 | -0.007982
1992 | 186.0312 | 0 | 0 | 0 | 0 | 0 | 0 | 0.011745 | 0.003991
1992 | 186.0417 | 0 | 0.007982 | 0 | 0 | 0 | 0 | 0.003915 | 0
1992 | 186.0521 | 0 | 0.015964 | 0 | 0 | 0 | 0 | 0.00783 | 5.6843e-14
1992 | 186.0625 | 0 | 0.015964 | 0 | 0 | 0 | 0 | 0.011745 | 0.007982
1992 | 186.0729 | 0 | 0 | 0 | 0 | 0 | 0 | 0.003915 | 5.6843e-14
1992 | 186.0833 | 0.00783 | 0.015964 | 0 | 0 | 0 | 0 | 0.00783 | 0.007982
1992 | 186.0937 | 0 | 0 | 0 | 0 | 0 | 0 | -0.003915 | -0.007982
1992 | 186.1042 | 0 | 0.015964 | 0 | 0 | 0 | 0 | 0 | 0.007982
1992 | 186.1146 | 0.00783 | 0.007982 | 0 | 0 | 0 | 0 | -0.003915 | -0.007982
1992 | 186.125 | 0 | 0.007982 | 0 | 0 | 0 | 0 | -0.019575 | 0.003991
1992 | 186.1354 | 0 | 0 | 0 | 0 | 0 | 0 | 0.003915 | -0.007982
1992 | 186.1458 | 0 | 0.007982 | 0 | 0 | 0 | 0 | 0.003915 | 0.003991
1992 | 186.1562 | 0 | 0.007982 | 0 | 0 | 0 | 0 | -0.003915 | -5.6843e-14
1992 | 186.1667 | 0.00783 | 0.015964 | 0 | 0 | 0 | 0 | 0 | -5.6843e-14
1992 | 186.1771 | 0.00783 | 0.007982 | 0 | 0 | 0 | 0 | -0.003915 | 5.6843e-14
1992 | 186.1875 | 0 | 0 | 0 | 0 | 0 | 0 | 0.003915 | 0
1992 | 186.1979 | 0 | 0.015964 | 0 | 0 | 0 | 0 | 0.00783 | -5.6843e-14
1992 | 186.2083 | 0.01566 | 0 | 0 | 0 | 0 | 0 | 0.003915 | 0
1992 | 186.2187 | 0 | 0 | 0 | 0 | 0 | 0 | -0.003915 | 0
1992 | 186.2292 | 0.00783 | 0.015964 | 0 | 0 | 0 | 0 | 0 | 0.003991
1992 | 186.2396 | 0 | 0.007982 | 0 | 0 | 0 | 0 | 0 | -0.003991
1992 | 186.25 | 0 | 0.007982 | 0 | 0 | 0 | 0 | 0.00783 | 0.003991
1992 | 186.2604 | 0 | 0 | 0 | 0 | 0 | 0 | -0.003915 | -0.007982
1992 | 186.2708 | 0.00783 | 0 | 0 | 0 | 0 | 0 | 0.003915 | 0.003991
1992 | 186.2812 | 0.00783 | 0 | 0 | 0 | 0 | 0 | -0.003915 | 0.011973
1992 | 186.2917 | 0 | 0 | 0 | 0 | 0 | 0 | 0.00783 | 0.011973
1992 | 186.3021 | 0 | 0 | 0 | 0 | 0 | 0 | -0.01566 | 0.015964
1992 | 186.3125 | 0 | 0 | 0 | 0 | 0 | 0 | 0.03132 | 0.027937
1992 | 186.3229 | 0 | 0 | 0 | 0 | 0 | 0 | 0.02349 | 0.031928
1992 | 186.3333 | 0 | 0 | 0 | 0 | 0 | 0 | 0.02349 | 0.03991
1992 | 186.3437 | 0 | 0 | 0 | 0 | 0 | 0 | 0.011745 | 0.027937
1992 | 186.3542 | 0 | 0 | 0 | 0 | 0 | 0 | 0.035235 | 0.019955
1992 | 186.3646 | 0 | 0 | 0 | 0 | 0 | 0 | 0.01566 | 0.003991
1992 | 186.375 | 0 | 0 | 0 | 0 | 0 | 0 | 0.019575 | 0.007982
1992 | 186.3854 | 0 | 0 | 0 | 0 | 0 | 0 | 0.019575 | 0.011973
1992 | 186.3958 | 0 | 0 | 0 | 0 | 0 | 0 | 0.035235 | 0.011973
1992 | 186.4062 | 0 | 0 | 0 | 0 | 0 | 0 | 0.050895 | 0.011973
1992 | 186.4167 | 0 | 0 | 0 | 0 | 0 | 0 | 0.02349 | 0.019955
1992 | 186.4271 | 0 | 0 | 0 | 0 | 0 | 0 | 0.03132 | 0
1992 | 186.4375 | 0 | 0 | 0 | 0 | 0 | 0 | 0.027405 | 0.027937
1992 | 186.4479 | 0 | 0 | 0 | 0 | 0 | 0 | 0.02349 | 0.011973
1992 | 186.4583 | 0 | 0 | 0 | 0 | 0 | 0 | 0.019575 | 0.023946
1992 | 186.4687 | 0 | 0 | 0 | 0 | 0 | 0 | 0.058725 | 0.007982
1992 | 186.4792 | 0 | 0 | 0 | 0 | 0 | 0 | 0.019575 | 0.027937
1992 | 186.4896 | 0 | 0 | 0 | 0 | 0 | 0 | 0.00783 | 0.023946
1992 | 186.5 | 0 | 0 | 0 | 0 | 0 | 0 | 0.082215 | 0.015964
1992 | 186.5104 | 0 | 0 | 0 | 0 | 0 | 0 | 0.01566 | 0.03991
1992 | 186.5208 | 0 | 0 | 0 | 0 | 0 | 0 | 0.04698 | 0.003991
1992 | 186.5312 | 0 | 0 | 0 | 0 | 0 | 0 | 0.035235 | 0.035919
1992 | 186.5417 | 0 | 0 | 0 | 0 | 0 | 0 | 0.05481 | 0.043901
1992 | 186.5521 | 0 | 0 | 0 | 0 | 0 | 0 | 0.027405 | 0.015964
1992 | 186.5625 | 0 | 0 | 0 | 0 | 0 | 0 | 0.04698 | 0.027937
1992 | 186.5729 | 0 | 0 | 0 | 0 | 0 | 0 | 0.00783 | 0.043901
1992 | 186.5833 | 0 | 0 | 0 | 0 | 0 | 0 | 0.03132 | 0.031928
1992 | 186.5937 | 0 | 0 | 0 | 0 | 0 | 0 | 0.058725 | 0.03991
1992 | 186.6042 | 0 | 0 | 0 | 0 | 0 | 0 | 0.05481 | 0.023946
1992 | 186.6146 | 0 | 0 | 0 | 0 | 0 | 0 | 0.043065 | 0.043901
1992 | 186.625 | 0 | 0 | 0 | 0 | 0 | 0 | 0.035235 | 0.035919
1992 | 186.6354 | 0 | 0 | 0 | 0 | 0 | 0 | 0.050895 | 0.03991
1992 | 186.6458 | 0 | 0 | 0 | 0 | 0 | 0 | 0.01566 | 5.6843e-14
1992 | 186.6562 | 0 | 0 | 0 | 0 | 0 | 0 | 0.06264 | 0.051883
1992 | 186.6667 | 0 | 0 | 0 | 0 | 0 | 0 | 0.00783 | 0.011973
1992 | 186.6771 | 0 | 0 | 0 | 0 | 0 | 0 | 0.06264 | 0.03991
1992 | 186.6875 | 0 | 0 | 0 | 0 | 0 | 0 | 0.03915 | 0.023946
1992 | 186.6979 | 0 | 0 | 0 | 0 | 0 | 0 | 0.00783 | 0.015964
1992 | 186.7083 | 0 | 0 | 0 | 0 | 0 | 0 | 0.06264 | 0.047892
1992 | 186.7187 | 0 | 0 | 0 | 0 | 0 | 0 | 0.01566 | 0
1992 | 186.7292 | 0 | 0 | 0 | 0 | 0 | 0 | 0.003915 | 0.051883
1992 | 186.7396 | 0 | 0 | 0 | 0 | 0 | 0 | 0.07047 | 0.027937
1992 | 186.75 | 0 | 0 | 0 | 0 | 0 | 0 | 0.00783 | 0.011973
1992 | 186.7604 | 0 | 0 | 0 | 0 | 0 | 0 | 0.043065 | 0.03991
1992 | 186.7708 | 0.02349 | 0 | 0 | 0 | 0 | 0 | 0.027405 | 0.027937
1992 | 186.7812 | 0 | 0 | 0 | 0 | 0 | 0 | 0 | 0.019955
1992 | 186.7917 | 0 | 0 | 0 | 0 | 0 | 0 | -0.003915 | -0.011973
1992 | 186.8021 | 0 | 0 | 0 | 0 | 0 | 0 | 0.03132 | 0.027937
1992 | 186.8125 | 0 | 0 | 0 | 0 | 0 | 0 | 0.01566 | 0.007982
1992 | 186.8229 | 0 | 0 | 0 | 0 | 0 | 0 | 0.01566 | 0.015964
1992 | 186.8333 | 0.03132 | 0 | 0 | 0 | 0 | 0 | -0.003915 | 0
1992 | 186.8437 | 0 | 0 | 0 | 0 | 0 | 0 | 0.027405 | -0.003991
1992 | 186.8542 | 0 | 0 | 0 | 0 | 0 | 0 | -0.019575 | 0.019955
1992 | 186.8646 | 0 | 0 | 0 | 0 | 0 | 0 | 0.019575 | 0.015964
1992 | 186.875 | 0 | 0.015964 | 0 | 0 | 0 | 0 | 0.03132 | 0.007982
1992 | 186.8854 | 0.03132 | 0 | 0 | 0 | 0 | 0 | 0.027405 | 0.015964
1992 | 186.8958 | 0 | 0 | 0 | 0 | 0 | 0 | -0.003915 | 0.007982
1992 | 186.9062 | 0 | 0 | 0 | 0 | 0 | 0 | 0 | 0.003991
1992 | 186.9167 | 0 | 0 | 0 | 0 | 0 | 0 | 0 | 0
1992 | 186.9271 | 0 | 0 | 0 | 0 | 0 | 0 | 0.011745 | 0
1992 | 186.9375 | 0 | 0 | 0 | 0 | 0 | 0 | 0.003915 | 0.023946
1992 | 186.9479 | 0 | 0 | 0 | 0 | 0 | 0 | 0.01566 | 0
1992 | 186.9583 | 0 | 0 | 0 | 0 | 0 | 0 | 0.019575 | 0.007982
1992 | 186.9687 | 0 | 0 | 0 | 0 | 0 | 0 | 0.003915 | 0.003991
1992 | 186.9792 | 0.00783 | 0 | 0 | 0 | 0 | 0 | 0.011745 | 0.015964
1992 | 186.9896 | 0 | 0 | 0 | 0 | 0 | 0 | 0.011745 | 0.007982
1992 | 187 | 0 | 0 | 0 | 0 | 0 | 0 | 0.00783 | 0
1992 | 187.0104 | 0 | 0 | 0 | 0 | 0 | 0 | 0.01566 | 0.007982
1992 | 187.0208 | 0 | 0 | 0 | 0 | 0 | 0 | 0 | 0.003991
1992 | 187.0312 | 0 | 0 | 0 | 0 | 0 | 0 | 0 | 0.003991
1992 | 187.0417 | 0 | 0 | 0 | 0 | 0 | 0 | 0.011745 | 0.015964
1992 | 187.0521 | 0 | 0 | 0 | 0 | 0 | 0 | -0.003915 | -0.003991
1992 | 187.0625 | 0 | 0 | 0 | 0 | 0 | 0 | 0 | 0.003991
1992 | 187.0729 | 0 | 0 | 0 | 0 | 0 | 0 | 0.027405 | 0.003991
1992 | 187.0833 | 0.01566 | 0 | 0 | 0 | 0 | 0 | -0.03132 | 0.007982
1992 | 187.0937 | 0 | 0 | 0 | 0 | 0 | 0 | 0.04698 | 0.019955
1992 | 187.1042 | 0 | 0 | 0 | 0 | 0 | 0 | -0.003915 | 0
1992 | 187.1146 | 0 | 0 | 0 | 0 | 0 | 0 | -0.003915 | 0
1992 | 187.125 | 0 | 0 | 0 | 0 | 0 | 0 | 0.03132 | 0
1992 | 187.1354 | 0 | 0 | 0 | 0 | 0 | 0 | 0.003915 | 0.003991
1992 | 187.1458 | 0 | 0 | 0 | 0 | 0 | 0 | 0 | 0.007982
1992 | 187.1562 | 0 | 0 | 0 | 0 | 0 | 0 | -0.00783 | 0
1992 | 187.1667 | 0 | 0 | 0 | 0 | 0 | 0 | -0.003915 | 0.007982
1992 | 187.1771 | 0 | 0 | 0 | 0 | 0 | 0 | 0.019575 | 0.011973
1992 | 187.1875 | 0 | 0 | 0 | 0 | 0 | 0 | 0.003915 | 0
1992 | 187.1979 | 0 | 0 | 0 | 0 | 0 | 0 | 0.011745 | 0
1992 | 187.2083 | 0 | 0 | 0 | 0 | 0 | 0 | 0 | 0.007982
1992 | 187.2187 | 0 | 0 | 0 | 0 | 0 | 0 | 0 | 0.011973
1992 | 187.2292 | 0.03915 | 0 | 0 | 0 | 0 | 0 | -0.00783 | -0.003991
1992 | 187.2396 | 0 | 0 | 0 | 0 | 0 | 0 | 0.03915 | 0
1992 | 187.25 | 0 | 0 | 0 | 0 | 0 | 0 | 0.011745 | 0.003991
1992 | 187.2604 | 0 | 0 | 0 | 0 | 0 | 0 | 0.011745 | -0.007982
1992 | 187.2708 | 0 | 0 | 0 | 0 | 0 | 0 | 0 | 0.007982
1992 | 187.2812 | 0 | 0 | 0 | 0 | 0 | 0 | -0.019575 | 0.007982
1992 | 187.2917 | 0 | 0 | 0 | 0 | 0 | 0 | 0.01566 | 0
1992 | 187.3021 | 0 | 0 | 0 | 0 | 0 | 0 | 0 | 0.003991
1992 | 187.3125 | 0 | 0 | 0 | 0 | 0 | 0 | 0.00783 | 0.007982
1992 | 187.3229 | 0 | 0 | 0 | 0 | 0 | 0 | 0.019575 | -0.011973
1992 | 187.3333 | 0 | 0 | 0 | 0 | 0 | 0 | 0 | 0.011973
1992 | 187.3437 | 0 | 0 | 0 | 0 | 0 | 0 | 0.019575 | 0.003991
1992 | 187.3542 | 0 | 0 | 0 | 0 | 0 | 0 | 0.019575 | 5.6843e-14
1992 | 187.3646 | 0 | 0.007982 | 0 | 0 | 0 | 0 | 0 | 0.023946
1992 | 187.375 | 0 | 0 | 0 | 0 | 0 | 0 | 0.03915 | -0.015964
1992 | 187.3854 | 0 | 0 | 0 | 0 | 0 | 0 | 0.035235 | 0.007982
1992 | 187.3958 | 0 | 0 | 0 | 0 | 0 | 0 | 0.011745 | 0.007982
1992 | 187.4062 | 0.00783 | 0 | 0 | 0 | 0 | 0 | 0.019575 | 0.007982
1992 | 187.4167 | 0 | 0 | 0 | 0 | 0 | 0 | 0.003915 | 0.007982
1992 | 187.4271 | 0 | 0 | 0 | 0 | 0 | 0 | 0.027405 | 0.031928
1992 | 187.4375 | 0 | 0 | 0 | 0 | 0 | 0 | 0.074385 | 0.015964
1992 | 187.4479 | 0 | 0 | 0 | 0 | 0 | 0 | 0.05481 | 0.003991
1992 | 187.4583 | 0 | 0 | 0 | 0 | 0 | 0 | 0.027405 | 0.015964
1992 | 187.4687 | 0 | 0 | 0 | 0 | 0 | 0 | 0.00783 | 0.027937
1992 | 187.4792 | 0 | 0 | 0 | 0 | 0 | 0 | 0.019575 | 0.007982
1992 | 187.4896 | 0 | 0 | 0 | 0 | 0 | 0 | 0.027405 | 0.047892
1992 | 187.5 | 0 | 0 | 0 | 0 | 0 | 0 | 0.058725 | 0.023946
1992 | 187.5104 | 0 | 0 | 0 | 0 | 0 | 0 | 0.035235 | 0.019955
1992 | 187.5208 | 0 | 0 | 0 | 0 | 0 | 0 | 0.058725 | 0.03991
1992 | 187.5312 | 0 | 0 | 0 | 0 | 0 | 0 | 0.035235 | 0.043901
1992 | 187.5417 | 0 | 0 | 0 | 0 | 0 | 0 | 0.035235 | 0.03991
1992 | 187.5521 | 0 | 0 | 0 | 0 | 0 | 0 | 0.035235 | 0.035919
1992 | 187.5625 | 0 | 0 | 0 | 0 | 0 | 0 | 0.03915 | 0.047892
1992 | 187.5729 | 0 | 0 | 0 | 0 | 0 | 0 | 0.050895 | 0.031928
1992 | 187.5833 | 0 | 0 | 0 | 0 | 0 | 0 | 0.03132 | 0.043901
1992 | 187.5937 | 0 | 0 | 0 | 0 | 0 | 0 | 0.035235 | 0.035919
1992 | 187.6042 | 0 | 0 | 0 | 0 | 0 | 0 | 0.05481 | 0.03991
1992 | 187.6146 | 0 | 0 | 0 | 0 | 0 | 0 | 0.05481 | 0.019955
1992 | 187.625 | 0 | 0 | 0 | 0 | 0 | 0 | 0.011745 | 0.03991
1992 | 187.6354 | 0 | 0 | 0 | 0 | 0 | 0 | 0.02349 | 0.031928
1992 | 187.6458 | 0 | 0 | 0 | 0 | 0 | 0 | 0.04698 | 0.027937
1992 | 187.6562 | 0 | 0 | 0 | 0 | 0 | 0 | 0.019575 | 0.027937
1992 | 187.6667 | 0 | 0 | 0 | 0 | 0 | 0 | 0.04698 | 0.035919
1992 | 187.6771 | 0 | 0 | 0 | 0 | 0 | 0 | 0.05481 | 0.015964
1992 | 187.6875 | 0 | 0 | 0 | 0 | 0 | 0 | 0.011745 | 0.031928
1992 | 187.6979 | 0 | 0 | 0 | 0 | 0 | 0 | 0.027405 | 0.023946
1992 | 187.7083 | 0 | 0 | 0 | 0 | 0 | 0 | 0.03132 | 0.019955
1992 | 187.7187 | 0 | 0 | 0 | 0 | 0 | 0 | 0.02349 | 0.031928
1992 | 187.7292 | 0 | 0 | 0 | 0 | 0 | 0 | 0.027405 | 0.011973
1992 | 187.7396 | 0 | 0 | 0 | 0 | 0 | 0 | 0.01566 | 0.023946
1992 | 187.75 | 0 | 0 | 0 | 0 | 0 | 0 | 0.027405 | 0.015964
1992 | 187.7604 | 0 | 0 | 0 | 0 | 0 | 0 | 0.01566 | 0.015964
1992 | 187.7708 | 0 | 0 | 0 | 0 | 0 | 0 | 0.02349 | 0.011973
1992 | 187.7812 | 0 | 0 | 0 | 0 | 0 | 0 | 0.01566 | 0.027937
1992 | 187.7917 | 0 | 0 | 0 | 0 | 0 | 0 | 0 | 0.015964
1992 | 187.8021 | 0 | 0 | 0 | 0 | 0 | 0 | 0.027405 | 0.003991
1992 | 187.8125 | 0 | 0 | 0 | 0 | 0 | 0 | -0.003915 | 0.019955
1992 | 187.8229 | 0 | 0 | 0 | 0 | 0 | 0 | 0.003915 | 0.003991
1992 | 187.8333 | 0 | 0 | 0 | 0 | 0 | 0 | 0.011745 | 0.011973
1992 | 187.8437 | 0 | 0 | 0 | 0 | 0 | 0 | 0 | 0.003991
1992 | 187.8542 | 0 | 0 | 0 | 0 | 0 | 0 | 0.019575 | 0.003991
1992 | 187.8646 | 0 | 0 | 0 | 0 | 0 | 0 | 0.01566 | 0.003991
1992 | 187.875 | 0 | 0 | 0 | 0 | 0 | 0 | -0.003915 | 0
1992 | 187.8854 | 0 | 0 | 0 | 0 | 0 | 0 | 0.003915 | 0.003991
1992 | 187.8958 | 0 | 0 | 0 | 0 | 0 | 0 | -0.003915 | 0.007982
1992 | 187.9062 | 0 | 0 | 0 | 0 | 0 | 0 | 0.011745 | 0
1992 | 187.9167 | 0.01566 | 0 | 0 | 0 | 0 | 0 | 0 | 0.007982
1992 | 187.9271 | 0 | 0 | 0 | 0 | 0 | 0 | 0.01566 | 0.007982
1992 | 187.9375 | 0 | 0 | 0 | 0 | 0 | 0 | 0.00783 | 0.015964
1992 | 187.9479 | 0 | 0 | 0 | 0 | 0 | 0 | 0.011745 | 0.007982
1992 | 187.9583 | 0 | 0 | 0 | 0 | 0 | 0 | 0.003915 | 0
1992 | 187.9687 | 0 | 0 | 0 | 0 | 0 | 0 | 0.00783 | 0.007982
1992 | 187.9792 | 0 | 0 | 0 | 0 | 0 | 0 | 0.003915 | 0.007982
1992 | 187.9896 | 0 | 0 | 0 | 0 | 0 | 0 | 0.011745 | 0.015964
1992 | 188 | 0 | 0 | 0 | 0 | 0 | 0 | 0.00783 | 0.007982
1992 | 188.0104 | 0 | 0 | 0 | 0 | 0 | 0 | 0.00783 | 0
1992 | 188.0208 | 0 | 0 | 0 | 0 | 0 | 0 | 0.003915 | 0
1992 | 188.0312 | 0 | 0 | 0 | 0 | 0 | 0 | 0.01566 | 0.007982
1992 | 188.0417 | 0 | 0 | 0 | 0 | 0 | 0 | 0.01566 | 0.007982
1992 | 188.0521 | 0.00783 | 0 | 0 | 0 | 0 | 0 | 0.003915 | 0.011973
1992 | 188.0625 | 0 | 0 | 0 | 0 | 0 | 0 | 0.00783 | 0.003991
1992 | 188.0729 | 0 | 0 | 0 | 0 | 0 | 0 | 0 | 0.011973
1992 | 188.0833 | 0 | 0 | 0 | 0 | 0 | 0 | 0.019575 | 0.003991
1992 | 188.0937 | 0 | 0 | 0 | 0 | 0 | 0 | 0.011745 | 0.007982
1992 | 188.1042 | 0 | 0 | 0 | 0 | 0 | 0 | 1.1369e-13 | 0.011973
1992 | 188.1146 | 0 | 0 | 0 | 0 | 0 | 0 | 0.00783 | 0.007982
1992 | 188.125 | 0 | 0 | 0 | 0 | 0 | 0 | -0.003915 | -0.003991
1992 | 188.1354 | 0 | 0 | 0 | 0 | 0 | 0 | 0.011745 | 0
1992 | 188.1458 | 0 | 0 | 0 | 0 | 0 | 0 | 0.003915 | 0.007982
1992 | 188.1562 | 0 | 0 | 0 | 0 | 0 | 0 | 0 | 0.003991
1992 | 188.1667 | 0 | 0 | 0 | 0 | 0 | 0 | 0.003915 | 0.007982
1992 | 188.1771 | 0.06264 | 0 | 0 | 0 | 0 | 0 | -0.01566 | 0
1992 | 188.1875 | 0 | 0 | 0 | 0 | 0 | 0 | 0.08613 | 0.011973
1992 | 188.1979 | 0 | 0 | 0 | 0 | 0 | 0 | -0.03915 | 0.007982
1992 | 188.2083 | 0 | 0 | 0 | 0 | 0 | 0 | 0.04698 | 0.003991
1992 | 188.2187 | 0 | 0 | 0 | 0 | 0 | 0 | 0 | 0
1992 | 188.2292 | 0 | 0 | 0 | 0 | 0 | 0 | 0 | 0
1992 | 188.2396 | 0 | 0 | 0 | 0 | 0 | 0 | 0 | 0.003991
1992 | 188.25 | 0 | 0 | 0 | 0 | 0 | 0 | 0 | 0.003991
1992 | 188.2604 | 0 | 0 | 0 | 0 | 0 | 0 | 0.00783 | 0.003991
1992 | 188.2708 | 0 | 0 | 0 | 0 | 0 | 0 | 0.003915 | 0.003991
1992 | 188.2812 | 0 | 0 | 0 | 0 | 0 | 0 | 0.003915 | 0.007982
1992 | 188.2917 | 0 | 0 | 0 | 0 | 0 | 0 | 0.003915 | 0.003991
1992 | 188.3021 | 0 | 0 | 0 | 0 | 0 | 0 | 0.00783 | 0.003991
1992 | 188.3125 | 0 | 0 | 0 | 0 | 0 | 0 | 0.00783 | 0
1992 | 188.3229 | 0 | 0 | 0 | 0 | 0 | 0 | 0.003915 | 0.003991
1992 | 188.3333 | 0 | 0.015964 | 0 | 0 | 0 | 0 | 0.00783 | 0.011973
1992 | 188.3437 | 0 | 0 | 0 | 0 | 0 | 0 | 0.019575 | 0.007982
1992 | 188.3542 | 0 | 0 | 0 | 0 | 0 | 0 | 0.011745 | -5.6843e-14
1992 | 188.3646 | 0 | 0 | 0 | 0 | 0 | 0 | 0.03915 | 0.023946
1992 | 188.375 | 0 | 0 | 0 | 0 | 0 | 0 | 0.011745 | 0
1992 | 188.3854 | 0 | 0 | 0 | 0 | 0 | 0 | 0.027405 | 0.003991
1992 | 188.3958 | 0 | 0 | 0 | 0 | 0 | 0 | 0.011745 | 0.011973
1992 | 188.4062 | 0 | 0 | 0 | 0 | 0 | 0 | 0.02349 | 0.031928
1992 | 188.4167 | 0 | 0 | 0 | 0 | 0 | 0 | 0.03915 | 0.003991
1992 | 188.4271 | 0 | 0 | 0 | 0 | 0 | 0 | -0.074385 | 0.019955
1992 | 188.4375 | 0 | 0 | 0 | 0 | 0 | 0 | 0.10962 | 0.011973
1992 | 188.4479 | 0 | 0 | 0 | 0 | 0 | 0 | 0.019575 | 0.015964
1992 | 188.4583 | 0 | 0 | 0 | 0 | 0 | 0 | 0.06264 | 0.027937
1992 | 188.4687 | 0 | 0 | 0 | 0 | 0 | 0 | 0.02349 | 0.019955
1992 | 188.4792 | 0 | 0 | 0 | 0 | 0 | 0 | 0.03915 | 0.019955
1992 | 188.4896 | 0 | 0 | 0 | 0 | 0 | 0 | 0.027405 | 0.019955
1992 | 188.5 | 0 | 0 | 0 | 0 | 0 | 0 | 0.027405 | 0.019955
1992 | 188.5104 | 0 | 0 | 0 | 0 | 0 | 0 | 0.043065 | 0.019955
1992 | 188.5208 | 0 | 0 | 0 | 0 | 0 | 0 | 0.043065 | 0.031928
1992 | 188.5312 | 0 | 0 | 0 | 0 | 0 | 0 | 0.027405 | 0.027937
1992 | 188.5417 | 0 | 0 | 0 | 0 | 0 | 0 | 0.03915 | 0.035919
1992 | 188.5521 | 0 | 0 | 0 | 0 | 0 | 0 | 0.003915 | 0.027937
1992 | 188.5625 | 0 | 0 | 0 | 0 | 0 | 0 | 0.06264 | 0.051883
1992 | 188.5729 | 0 | 0 | 0 | 0 | 0 | 0 | 0.00783 | 0.019955
1992 | 188.5833 | 0 | 0 | 0 | 0 | 0 | 0 | 0.02349 | 0.03991
1992 | 188.5937 | 0 | 0 | 0 | 0 | 0 | 0 | 0.035235 | 0.015964
1992 | 188.6042 | 0 | 0 | 0 | 0 | 0 | 0 | 0.035235 | 0.023946
1992 | 188.6146 | 0 | 0 | 0 | 0 | 0 | 0 | 0.050895 | 0.059865
1992 | 188.625 | 0 | 0 | 0 | 0 | 0 | 0 | 0.03915 | 0.011973
1992 | 188.6354 | 0 | 0 | 0 | 0 | 0 | 0 | 0.035235 | 0.055874
1992 | 188.6458 | 0 | 0 | 0 | 0 | 0 | 0 | 0.043065 | 0.003991
1992 | 188.6562 | 0 | 0 | 0 | 0 | 0 | 0 | -0.00783 | 0.015964
1992 | 188.6667 | 0 | 0 | 0 | 0 | 0 | 0 | 0.043065 | 0.03991
1992 | 188.6771 | 0 | 0 | 0 | 0 | 0 | 0 | 0.02349 | 0.023946
1992 | 188.6875 | 0 | 0 | 0 | 0 | 0 | 0 | 0.05481 | 0.027937
1992 | 188.6979 | 0 | 0 | 0 | 0 | 0 | 0 | 0.066555 | 0.019955
1992 | 188.7083 | 0 | 0 | 0 | 0 | 0 | 0 | -0.03132 | 0.027937
1992 | 188.7187 | 0 | 0 | 0 | 0 | 0 | 0 | 0.035235 | 0.031928
1992 | 188.7292 | 0 | 0 | 0 | 0 | 0 | 0 | 0.04698 | 0.031928
1992 | 188.7396 | 0 | 0 | 0 | 0 | 0 | 0 | 0.011745 | 0.023946
1992 | 188.75 | 0 | 0 | 0 | 0 | 0 | 0 | 0.00783 | 0.019955
1992 | 188.7604 | 0 | 0 | 0 | 0 | 0 | 0 | 0.019575 | 0.023946
1992 | 188.7708 | 0 | 0 | 0 | 0 | 0 | 0 | 0.035235 | 0.027937
1992 | 188.7812 | 0 | 0 | 0 | 0 | 0 | 0 | 0.00783 | 0.023946
1992 | 188.7917 | 0 | 0 | 0 | 0 | 0 | 0 | 0.00783 | 0.015964
1992 | 188.8021 | 0.04698 | 0 | 0 | 0 | 0 | 0 | 0.01566 | 0.019955
1992 | 188.8125 | 0.03132 | 0 | 0 | 0 | 0 | 0 | 0.011745 | 0.007982
1992 | 188.8229 | 0 | 0 | 0 | 0 | 0 | 0 | 0.035235 | 0.031928
1992 | 188.8333 | 0 | 0 | 0 | 0 | 0 | 0 | -0.003915 | 0.015964
1992 | 188.8437 | 0 | 0 | 0 | 0 | 0 | 0 | 0.01566 | 0.011973
1992 | 188.8542 | 0 | 0 | 0 | 0 | 0 | 0 | 0 | 0.011973
1992 | 188.8646 | 0 | 0 | 0 | 0 | 0 | 0 | -0.003915 | 0
1992 | 188.875 | 0 | 0 | 0 | 0 | 0 | 0 | 0.02349 | 0.023946
1992 | 188.8854 | 0 | 0 | 0 | 0 | 0 | 0 | 0.011745 | 0.007982
1992 | 188.8958 | 0 | 0 | 0 | 0 | 0 | 0 | 0.003915 | 0.011973
1992 | 188.9062 | 0 | 0 | 0 | 0 | 0 | 0 | 0 | 0
1992 | 188.9167 | 0.02349 | 0 | 0 | 0 | 0 | 0 | 0.01566 | 0.007982
1992 | 188.9271 | 0 | 0 | 0 | 0 | 0 | 0 | 0.03132 | 0.015964
1992 | 188.9375 | 0 | 0 | 0 | 0 | 0 | 0 | 0 | 0.015964
1992 | 188.9479 | 0 | 0 | 0 | 0 | 0 | 0 | 0.035235 | 0.015964
1992 | 188.9583 | 0.02349 | 0 | 0 | 0 | 0 | 0 | 0.019575 | -0.007982
1992 | 188.9687 | 0.01566 | 0 | 0 | 0 | 0 | 0 | 0.00783 | -0.003991
1992 | 188.9792 | 0 | 0 | 0 | 0 | 0 | 0 | 0.01566 | 0.011973
1992 | 188.9896 | 0 | 0 | 0 | 0 | 0 | 0 | 0.03132 | 0.015964
1992 | 189 | 0.03915 | 0 | 0 | 0 | 0 | 0 | 0.00783 | 0.007982
1992 | 189.0104 | 0 | 0 | 0 | 0 | 0 | 0 | 0.027405 | 0.003991
1992 | 189.0208 | 0 | 0 | 0 | 0 | 0 | 0 | 0.019575 | 0.019955
1992 | 189.0312 | 0 | 0 | 0 | 0 | 0 | 0 | 0.02349 | 0.003991
1992 | 189.0417 | 0 | 0 | 0 | 0 | 0 | 0 | 0 | 0.011973
1992 | 189.0521 | 0 | 0 | 0 | 0 | 0 | 0 | 0.00783 | 0.007982
1992 | 189.0625 | 0 | 0 | 0 | 0 | 0 | 0 | 0.00783 | 0.007982
1992 | 189.0729 | 0 | 0.015964 | 0 | 0 | 0 | 0 | 0.019575 | 0.019955
1992 | 189.0833 | 0 | 0 | 0 | 0 | 0 | 0 | 0.027405 | 0.019955
1992 | 189.0937 | 0 | 0 | 0 | 0 | 0 | 0 | 0.02349 | 0.015964
1992 | 189.1042 | 0 | 0 | 0 | 0 | 0 | 0 | -0.003915 | 0
1992 | 189.1146 | 0.01566 | 0 | 0 | 0 | 0 | 0 | 0.003915 | 0
1992 | 189.125 | 0 | 0 | 0 | 0 | 0 | 0 | -1.1369e-13 | 0.011973
1992 | 189.1354 | 0.01566 | 0 | 0 | 0 | 0 | 0 | 0.01566 | 0.003991
1992 | 189.1458 | 0 | 0.007982 | 0 | 0 | 0 | 0 | 0.01566 | -0.003991
1992 | 189.1562 | 0 | 0.023946 | 0 | 0 | 0 | 0 | -0.01566 | 0.011973
1992 | 189.1667 | 0.01566 | 0 | 0 | 0 | 0 | 0 | 0.011745 | 0.031928
1992 | 189.1771 | 0 | 0 | 0 | 0 | 0 | 0 | 0.035235 | 0.015964
1992 | 189.1875 | 0 | 0 | 0 | 0 | 0 | 0 | 0.011745 | 0.007982
1992 | 189.1979 | 0 | 0 | 0 | 0 | 0 | 0 | -0.003915 | 0.023946
1992 | 189.2083 | 0 | 0 | 0 | 0 | 0 | 0 | 0.01566 | 0
1992 | 189.2187 | 0 | 0 | 0 | 0 | 0 | 0 | 0.02349 | 0.007982
1992 | 189.2292 | 0.01566 | 0 | 0 | 0 | 0 | 0 | 0.00783 | 0.015964
1992 | 189.2396 | 0 | 0 | 0 | 0 | 0 | 0 | -0.00783 | 0.003991
1992 | 189.25 | 0.02349 | 0.015964 | 0 | 0 | 0 | 0 | -0.003915 | -0.003991
1992 | 189.2604 | 0 | 0 | 0 | 0 | 0 | 0 | 0.03132 | 0.019955
1992 | 189.2708 | 0.01566 | 0 | 0 | 0 | 0 | 0 | 0.003915 | -0.003991
1992 | 189.2812 | 0 | 0 | 0 | 0 | 0 | 0 | 0.019575 | 0.015964
1992 | 189.2917 | 0.00783 | 0 | 0 | 0 | 0 | 0 | 0.003915 | 0.003991
1992 | 189.3021 | 0 | 0 | 0 | 0 | 0 | 0 | -0.00783 | -0.007982
1992 | 189.3125 | 0 | 0 | 0 | 0 | 0 | 0 | 0.01566 | 0.015964
1992 | 189.3229 | 0 | 0 | 0 | 0 | 0 | 0 | 0.03915 | 0.027937
1992 | 189.3333 | 0 | 0.023946 | 0 | 0 | 0 | 0 | 0.027405 | 0
1992 | 189.3437 | 0 | 0 | 0 | 0 | 0 | 0 | -0.003915 | 0.027937
1992 | 189.3542 | 0 | 0 | 0 | 0 | 0 | 0 | 0.003915 | -0.003991
1992 | 189.3646 | 0 | 0.007982 | 0 | 0 | 0 | 0 | 0.011745 | 0.003991
1992 | 189.375 | 0 | 0 | 0 | 0 | 0 | 0 | 0.011745 | 0.023946
1992 | 189.3854 | 0 | 0 | 0 | 0 | 0 | 0 | 0.003915 | -0.007982
1992 | 189.3958 | 0 | 0 | 0 | 0 | 0 | 0 | 0 | 0.015964
1992 | 189.4062 | 0 | 0.047892 | 0 | 0 | 0 | 0 | -0.019575 | -0.003991
1992 | 189.4167 | 0 | 0 | 0 | 0 | 0 | 0 | 0.07047 | 0.043901
1992 | 189.4271 | 0 | 0 | 0 | 0 | 0 | 0 | 0.019575 | 0.03991
1992 | 189.4375 | 0 | 0 | 0 | 0.19157 | 0 | 0 | 0.00783 | -0.35121
1992 | 189.4479 | 0 | 0 | 0 | 0 | 0 | 0 | 0.035235 | 0.71838
1992 | 189.4583 | 0.03132 | 0 | 0 | 0 | 0 | 0 | 0.02349 | 0.015964
1992 | 189.4687 | 0 | 0 | 0 | 0 | 0 | 0 | 0.04698 | 0.019955
1992 | 189.4792 | 0 | 0 | 0 | 0 | 0 | 0 | 0.03132 | 0.011973
1992 | 189.4896 | 0 | 0 | 0 | 0 | 0 | 0 | 0.04698 | 0.011973
1992 | 189.5 | 0 | 0 | 0 | 0 | 0 | 0 | 0.00783 | 0.035919
1992 | 189.5104 | 0 | 0 | 0 | 0 | 0 | 0 | 0.03915 | 0.015964
1992 | 189.5208 | 0 | 0 | 0 | 0 | 0 | 0 | 0.04698 | 0.023946
1992 | 189.5312 | 0 | 0 | 0 | 0.11175 | 0 | 0 | 0.04698 | 5.6843e-14
1992 | 189.5417 | 0 | 0 | 0 | 0 | 0 | 0 | 0.03915 | 0.14368
1992 | 189.5521 | 0 | 0 | 0 | 0.1756 | 0 | 0 | 0.01566 | 0.043901
1992 | 189.5625 | 0 | 0 | 0 | 0 | 0 | 0 | 0.11353 | 0.20354
1992 | 189.5729 | 0 | 0 | 0 | 0 | 0 | 0 | 0.18401 | 0.023946
1992 | 189.5833 | 0 | 0 | 0 | 0 | 0 | 0 | -0.32103 | 0.03991
1992 | 189.5937 | 0 | 0 | 0 | 0 | 0 | 0 | 0.019575 | 0.027937
1992 | 189.6042 | 0 | 0 | 0 | 0 | 0 | 0 | 0.03915 | 0.011973
1992 | 189.6146 | 0 | 0 | 0 | 0 | 0 | 0 | 0.16834 | 0.047892
1992 | 189.625 | 0 | 0 | 0 | 0 | 0 | 0 | -0.05481 | 0.035919
1992 | 189.6354 | 0 | 0 | 0 | 0 | 0 | 0 | -0.06264 | 0.011973
1992 | 189.6458 | 0 | 0 | 0 | 0 | 0 | 0 | 0.05481 | 0.027937
1992 | 189.6562 | 0 | 0 | 0 | 0 | 0 | 0 | 0.14094 | 0.031928
1992 | 189.6667 | 0 | 0 | 0 | 0 | 0 | 0 | 0.019575 | 0.027937
1992 | 189.6771 | 0 | 0 | 0 | 0 | 0 | 0 | 0.00783 | 0.027937
1992 | 189.6875 | 0 | 0 | 0 | 0 | 0 | 0 | 0.02349 | 0.019955
1992 | 189.6979 | 0 | 0 | 0 | 0 | 0 | 0 | 0.027405 | 0.03991
1992 | 189.7083 | 0 | 0 | 0 | 0 | 0 | 0 | 0.03132 | 0.027937
1992 | 189.7187 | 0 | 0 | 0 | 0 | 0 | 0 | 0.02349 | 0.015964
1992 | 189.7292 | 0 | 0 | 0 | 0 | 0 | 0 | 0.02349 | 0
1992 | 189.7396 | 0 | 0 | 0 | 0 | 0 | 0 | 0 | 0.051883
1992 | 189.75 | 0 | 0 | 0 | 0 | 0 | 0 | 0.03915 | 0.023946
1992 | 189.7604 | 0 | 0 | 0 | 0 | 0 | 0 | 0.01566 | 0.015964
1992 | 189.7708 | 0 | 0 | 0 | 0 | 0 | 0 | 0.090045 | 0.031928
1992 | 189.7812 | 0.05481 | 0 | 0 | 0 | 0 | 0 | -0.01566 | 0.023946
1992 | 189.7917 | 0 | 0 | 0 | 0 | 0 | 0 | 0.05481 | 0.011973
1992 | 189.8021 | 0 | 0 | 0 | 0 | 0 | 0 | 0.043065 | 0
1992 | 189.8125 | 0 | 0 | 0 | 0 | 0 | 0 | 0.058725 | 0.031928
1992 | 189.8229 | 0 | 0 | 0 | 0 | 0 | 0 | 0.03132 | 0
1992 | 189.8333 | 0 | 0 | 0 | 0 | 0 | 0 | -0.00783 | 0.011973
1992 | 189.8437 | 0 | 0 | 0 | 0 | 0 | 0 | 0.035235 | 0.015964
1992 | 189.8542 | 0 | 0 | 0 | 0 | 0 | 0 | 0 | 0.003991
1992 | 189.8646 | 0 | 0 | 0 | 0 | 0 | 0 | 0 | 0.023946
1992 | 189.875 | 0 | 0 | 0 | 0 | 0 | 0 | 0.011745 | 0.003991
1992 | 189.8854 | 0 | 0 | 0 | 0 | 0 | 0 | 0.003915 | 0.003991
1992 | 189.8958 | 0 | 0 | 0 | 0 | 0 | 0 | 0 | 0.015964
1992 | 189.9062 | 0 | 0 | 0 | 0 | 0 | 0 | 0.011745 | 0.007982
1992 | 189.9167 | 0 | 0 | 0 | 0 | 0 | 0 | -0.019575 | 0.019955
1992 | 189.9271 | 0.02349 | 0 | 0 | 0 | 0 | 0 | 0.01566 | -0.015964
1992 | 189.9375 | 0 | 0 | 0 | 0 | 0 | 0 | 0.011745 | 0.023946
1992 | 189.9479 | 0 | 0 | 0 | 0 | 0 | 0 | 0.003915 | 0.007982
1992 | 189.9583 | 0 | 0 | 0 | 0 | 0 | 0 | 0 | -0.003991
1992 | 189.9687 | 0 | 0 | 0 | 0 | 0 | 0 | 0.003915 | 0.027937
1992 | 189.9792 | 0 | 0 | 0 | 0 | 0 | 0 | 0.043065 | 0.003991
1992 | 189.9896 | 0.01566 | 0.007982 | 0 | 0 | 0 | 0 | -0.003915 | 0.003991
1992 | 190 | 0 | 0 | 0 | 0 | 0 | 0 | 0.03132 | 0.011973
1992 | 190.0104 | 0 | 0 | 0 | 0 | 0 | 0 | 0.03132 | 0.007982
1992 | 190.0208 | 0 | 0 | 0 | 0 | 0 | 0 | 0 | 0.007982
1992 | 190.0312 | 0.00783 | 0 | 0 | 0 | 0 | 0 | 0 | 0
1992 | 190.0417 | 0.01566 | 0 | 0 | 0 | 0 | 0 | 0.003915 | 0.023946
1992 | 190.0521 | 0 | 0 | 0 | 0 | 0 | 0 | 0.03915 | 0.011973
1992 | 190.0625 | 0 | 0 | 0 | 0 | 0 | 0 | 0.003915 | -0.007982
1992 | 190.0729 | 0 | 0 | 0 | 0 | 0 | 0 | 0 | 0.015964
1992 | 190.0833 | 0 | 0 | 0 | 0 | 0 | 0 | -0.011745 | 0.007982
1992 | 190.0937 | 0 | 0 | 0 | 0 | 0 | 0 | 0 | 0
1992 | 190.1042 | 0 | 0 | 0 | 0 | 0 | 0 | 0.011745 | 0.015964
1992 | 190.1146 | 0 | 0 | 0 | 0 | 0 | 0 | 0.019575 | 0.003991
1992 | 190.125 | 0 | 0 | 0 | 0 | 0 | 0 | 0.00783 | 0.007982
1992 | 190.1354 | 0 | 0 | 0 | 0 | 0 | 0 | 0.011745 | 0.003991
1992 | 190.1458 | 0.01566 | 0 | 0 | 0 | 0 | 0 | 0.02349 | -0.003991
1992 | 190.1562 | 0 | 0 | 0 | 0 | 0 | 0 | 0.003915 | 0.011973
1992 | 190.1667 | 0 | 0 | 0 | 0 | 0 | 0 | 0.01566 | 0.011973
1992 | 190.1771 | 0 | 0 | 0 | 0 | 0 | 0 | -0.003915 | 0.011973
1992 | 190.1875 | 0 | 0 | 0 | 0 | 0 | 0 | 0.011745 | 0
1992 | 190.1979 | 0 | 0 | 0 | 0 | 0 | 0 | 0.02349 | -0.003991
1992 | 190.2083 | 0 | 0 | 0 | 0 | 0 | 0 | 0.027405 | 0.007982
1992 | 190.2187 | 0 | 0 | 0 | 0 | 0 | 0 | 0.035235 | 0.003991
1992 | 190.2292 | 0 | 0 | 0 | 0 | 0 | 0 | -0.027405 | 0
1992 | 190.2396 | 0 | 0 | 0 | 0 | 0 | 0 | -1.1369e-13 | 0.015964
1992 | 190.25 | 0 | 0 | 0 | 0 | 0 | 0 | 0.00783 | 0.003991
1992 | 190.2604 | 0.01566 | 0 | 0 | 0 | 0 | 0 | 0.011745 | 0.011973
1992 | 190.2708 | 0.00783 | 0 | 0 | 0 | 0 | 0 | 0.003915 | -0.003991
1992 | 190.2812 | 0 | 0 | 0 | 0 | 0 | 0 | 0.003915 | 0
1992 | 190.2917 | 0.02349 | 0 | 0 | 0 | 0 | 0 | 0.011745 | 0.015964
1992 | 190.3021 | 0 | 0 | 0 | 0 | 0 | 0 | 0.003915 | 0
1992 | 190.3125 | 0 | 0 | 0 | 0 | 0 | 0 | -0.01566 | 0.003991
1992 | 190.3229 | 0 | 0 | 0 | 0 | 0 | 0 | -0.01566 | 0.003991
1992 | 190.3333 | 0 | 0.007982 | 0 | 0 | 0 | 0 | 0.011745 | 0.015964
1992 | 190.3437 | 0 | 0 | 0 | 0 | 0 | 0 | -0.003915 | -0.003991
1992 | 190.3542 | 0 | 0 | 0 | 0 | 0 | 0 | 0.011745 | 0.011973
1992 | 190.3646 | 0.00783 | 0 | 0 | 0 | 0 | 0 | -0.00783 | 0.007982
1992 | 190.375 | 0 | 0.015964 | 0 | 0 | 0 | 0 | -0.011745 | -0.003991
1992 | 190.3854 | 0 | 0 | 0 | 0 | 0 | 0 | 0.050895 | 0.007982
1992 | 190.3958 | 0.05481 | 0 | 0 | 0 | 0 | 0 | -0.043065 | 0.007982
1992 | 190.4062 | 0 | 0 | 0 | 0 | 0 | 0 | 0.066555 | 0.007982
1992 | 190.4167 | 0 | 0 | 0 | 0 | 0 | 0 | 0.10179 | 0.023946
1992 | 190.4271 | 0 | 0 | 0 | 0 | 0 | 0 | 0.01566 | 0
1992 | 190.4375 | 0 | 0 | 0 | 0 | 0 | 0 | 0.058725 | 0.007982
1992 | 190.4479 | 0 | 0 | 0 | 0 | 0 | 0 | 0.058725 | 0.011973
1992 | 190.4583 | 0 | 0 | 0 | 0 | 0 | 0 | 0.01566 | 0.007982
1992 | 190.4687 | 0 | 0 | 0 | 0 | 0 | 0 | 0.02349 | 0.015964
1992 | 190.4792 | 0 | 0 | 0 | 0 | 0 | 0 | 0.058725 | 0.015964
1992 | 190.4896 | 0 | 0 | 0 | 0 | 0 | 0 | 0.019575 | 0.007982
1992 | 190.5 | 0 | 0 | 0 | 0 | 0 | 0 | 0.011745 | 0.019955
1992 | 190.5104 | 0 | 0 | 0 | 0 | 0 | 0 | 0.027405 | 0.007982
1992 | 190.5208 | 0 | 0 | 0 | 0 | 0 | 0 | 0.03132 | 0.015964
1992 | 190.5312 | 0 | 0 | 0 | 0 | 0 | 0 | 0.05481 | 0.015964
1992 | 190.5417 | 0 | 0 | 0 | 0 | 0 | 0 | 0.027405 | 0.019955
1992 | 190.5521 | 0.00783 | 0 | 0 | 0 | 0 | 0 | -0.00783 | 0.023946
1992 | 190.5625 | 0.03132 | 0 | 0 | 0 | 0 | 0 | 0.003915 | 0.027937
1992 | 190.5729 | 0 | 0 | 0 | 0 | 0 | 0 | 0.050895 | 0.027937
1992 | 190.5833 | 0 | 0 | 0 | 0 | 0 | 0 | 0.03132 | 0.035919
1992 | 190.5937 | 0 | 0 | 0 | 0 | 0 | 0 | 0.027405 | 0.019955
1992 | 190.6042 | 0.05481 | 0 | 0 | 0 | 0 | 0 | 0.03915 | 0.023946
1992 | 190.6146 | 0 | 0 | 0 | 0 | 0 | 0 | 0.10179 | 0.027937
1992 | 190.625 | 0 | 0 | 0 | 0 | 0 | 0 | -0.02349 | 0.023946
1992 | 190.6354 | 0 | 0 | 0 | 0 | 0 | 0 | 0.03132 | 0.047892
1992 | 190.6458 | 0 | 0 | 0 | 0 | 0 | 0 | 0.03915 | 0
1992 | 190.6562 | 0 | 0 | 0 | 0 | 0 | 0 | 0.01566 | 0.015964
1992 | 190.6667 | 0 | 0 | 0 | 0 | 0 | 0 | 0.03132 | 0.035919
1992 | 190.6771 | 0 | 0 | 0 | 0 | 0 | 0 | 0.00783 | 0.011973
1992 | 190.6875 | 0 | 0 | 0 | 0 | 0 | 0 | 0.011745 | 0.031928
1992 | 190.6979 | 0 | 0 | 0 | 0 | 0 | 0 | 0.003915 | 0.011973
1992 | 190.7083 | 0 | 0 | 0 | 0 | 0 | 0 | 0.011745 | 0.027937
1992 | 190.7187 | 0 | 0 | 0 | 0 | 0 | 0 | 0.019575 | 0.015964
1992 | 190.7292 | 0 | 0 | 0 | 0 | 0 | 0 | 0.050895 | -0.003991
1992 | 190.7396 | 0 | 0 | 0 | 0 | 0 | 0 | 0.027405 | 0.015964
1992 | 190.75 | 0 | 0 | 0 | 0 | 0 | 0 | -0.011745 | 0.035919
1992 | 190.7604 | 0 | 0 | 0 | 0 | 0 | 0 | 0.00783 | 0.019955
1992 | 190.7708 | 0 | 0 | 0 | 0 | 0 | 0 | 0.04698 | 0.007982
1992 | 190.7812 | 0 | 0 | 0 | 0 | 0 | 0 | -0.01566 | 0.011973
1992 | 190.7917 | 0 | 0 | 0 | 0 | 0 | 0 | 0.03132 | 0.015964
1992 | 190.8021 | 0 | 0 | 0 | 0 | 0 | 0 | 0.02349 | 0.011973
1992 | 190.8125 | 0 | 0 | 0 | 0 | 0 | 0 | 0.003915 | 0.003991
1992 | 190.8229 | 0 | 0 | 0 | 0 | 0 | 0 | 0.00783 | 0.015964
1992 | 190.8333 | 0 | 0 | 0 | 0 | 0 | 0 | 0 | 0.007982
1992 | 190.8437 | 0 | 0 | 0 | 0 | 0 | 0 | 0.027405 | 0.007982
1992 | 190.8542 | 0.01566 | 0 | 0 | 0 | 0 | 0 | 0.011745 | 0.007982
1992 | 190.8646 | 0.00783 | 0 | 0 | 0 | 0 | 0 | -0.00783 | 0.019955
1992 | 190.875 | 0 | 0 | 0 | 0 | 0 | 0 | 0.027405 | -0.003991
1992 | 190.8854 | 0 | 0 | 0 | 0 | 0 | 0 | 0.011745 | 0.003991
1992 | 190.8958 | 0 | 0 | 0 | 0 | 0 | 0 | -0.00783 | 0.011973
1992 | 190.9062 | 0.01566 | 0 | 0 | 0 | 0 | 0 | 0.003915 | 0.015964
1992 | 190.9167 | 0 | 0.007982 | 0 | 0 | 0 | 0 | 0.019575 | 0
1992 | 190.9271 | 0.02349 | 0 | 0 | 0 | 0 | 0 | 0.01566 | 0.011973
1992 | 190.9375 | 0.01566 | 0 | 0 | 0 | 0 | 0 | -0.00783 | 0.015964
1992 | 190.9479 | 0 | 0 | 0 | 0 | 0 | 0 | 0.011745 | -0.003991
1992 | 190.9583 | 0 | 0 | 0 | 0 | 0 | 0 | 0.02349 | 0.007982
1992 | 190.9687 | 0 | 0 | 0 | 0 | 0 | 0 | 0.00783 | 0
1992 | 190.9792 | 0 | 0 | 0 | 0 | 0 | 0 | 0.00783 | 0
1992 | 190.9896 | 0 | 0 | 0 | 0 | 0 | 0 | 0.01566 | 0.003991
1992 | 191 | 0 | 0 | 0 | 0 | 0 | 0 | 0.00783 | 0.007982
1992 | 191.0104 | 0 | 0 | 0 | 0 | 0 | 0 | 0.011745 | -0.003991
1992 | 191.0208 | 0 | 0 | 0 | 0 | 0 | 0 | 0.019575 | 0.003991
1992 | 191.0312 | 0 | 0 | 0 | 0 | 0 | 0 | 0 | 0
1992 | 191.0417 | 0 | 0 | 0 | 0 | 0 | 0 | 0.003915 | -0.003991
1992 | 191.0521 | 0 | 0 | 0 | 0 | 0 | 0 | 0 | 0.015964
1992 | 191.0625 | 0 | 0 | 0 | 0 | 0 | 0 | -0.003915 | 0
1992 | 191.0729 | 0 | 0 | 0 | 0 | 0 | 0 | 0.019575 | -0.003991
1992 | 191.0833 | 0 | 0 | 0 | 0 | 0 | 0 | 0.003915 | 0.015964
1992 | 191.0937 | 0.01566 | 0 | 0 | 0 | 0 | 0 | 0.003915 | 0
1992 | 191.1042 | 0 | 0 | 0 | 0 | 0 | 0 | 0.003915 | 0.011973
1992 | 191.1146 | 0 | 0 | 0 | 0 | 0 | 0 | 0.011745 | 0
1992 | 191.125 | 0 | 0.007982 | 0 | 0 | 0 | 0 | 0.003915 | 0.003991
1992 | 191.1354 | 0 | 0 | 0 | 0 | 0 | 0 | -0.00783 | 0.007982
1992 | 191.1458 | 0 | 0 | 0 | 0 | 0 | 0 | 0 | 0
1992 | 191.1562 | 0 | 0 | 0 | 0 | 0 | 0 | -0.003915 | 0.003991
1992 | 191.1667 | 0 | 0 | 0 | 0 | 0 | 0 | 1.1369e-13 | -0.003991
1992 | 191.1771 | 0 | 0 | 0 | 0 | 0 | 0 | 0.00783 | 0
1992 | 191.1875 | 0 | 0 | 0 | 0 | 0 | 0 | 0.003915 | 0.015964
1992 | 191.1979 | 0 | 0 | 0 | 0 | 0 | 0 | 0.003915 | 0
1992 | 191.2083 | 0.00783 | 0 | 0 | 0 | 0 | 0 | 0 | 0.015964
1992 | 191.2187 | 0 | 0 | 0 | 0 | 0 | 0 | 0.003915 | -0.007982
1992 | 191.2292 | 0 | 0 | 0 | 0 | 0 | 0 | 0.011745 | 0
1992 | 191.2396 | 0.00783 | 0 | 0 | 0 | 0 | 0 | 0 | 0.003991
1992 | 191.25 | 0.00783 | 0 | 0 | 0 | 0 | 0 | 0.02349 | 0
1992 | 191.2604 | 0 | 0 | 0 | 0 | 0 | 0 | -0.00783 | 0.003991
1992 | 191.2708 | 0 | 0 | 0 | 0 | 0 | 0 | 0.00783 | 0.007982
1992 | 191.2812 | 0 | 0 | 0 | 0 | 0 | 0 | 0 | 0
1992 | 191.2917 | 0 | 0 | 0 | 0 | 0 | 0 | -0.0058725 | 0.016563
1992 | 191.3021 | 0 | 0 | 0 | 0 | 0 | 0 | 0.012724 | 0.0035919
1992 | 191.3125 | 0.02349 | 0 | 0 | 0 | 0 | 0 | -0.017617 | 0.0069843
1992 | 191.3229 | 0 | 0 | 0 | 0 | 0 | 0 | -0.017617 | -0.003991
1992 | 191.3333 | 0 | 0 | 0 | 0 | 0 | 0 | 0.024469 | 0.003991
1992 | 191.3437 | 0 | 0 | 0 | 0 | 0 | 0 | -0.011745 | 0
1992 | 191.3542 | 0 | 0 | 0 | 0 | 0 | 0 | -0.019575 | 0.011973
1992 | 191.3646 | 0 | 0 | 0 | 0 | 0 | 0 | -0.03132 | -0.011973
1992 | 191.375 | 0 | 0 | 0 | 0 | 0 | 0 | 0.05481 | 0.015964
1992 | 191.3854 | 0 | 0 | 0 | 0 | 0 | 0 | -0.003915 | -0.003991
1992 | 191.3958 | 0 | 0 | 0 | 0 | 0 | 0 | 0.04698 | 0.003991
1992 | 191.4062 | 0 | 0 | 0 | 0 | 0 | 0 | 0.00783 | 0.027937
1992 | 191.4167 | 0 | 0 | 0 | 0 | 0 | 0 | -0.019575 | -0.011973
1992 | 191.4271 | 0 | 0 | 0 | 0 | 0 | 0 | 0.07047 | 0
1992 | 191.4375 | 0 | 0 | 0 | 0 | 0 | 0 | 0.00783 | 0.003991
1992 | 191.4479 | 0 | 0 | 0 | 0 | 0 | 0 | 0.027405 | 0.007982
1992 | 191.4583 | 0 | 0 | 0 | 0 | 0 | 0 | 0.019575 | 0.007982
1992 | 191.4687 | 0 | 0 | 0 | 0 | 0 | 0 | 0.00783 | 0.019955
1992 | 191.4792 | 0 | 0 | 0 | 0 | 0 | 0 | 0.058725 | 0.007982
1992 | 191.4896 | 0 | 0 | 0 | 0 | 0 | 0 | 0.035235 | 0.019955
1992 | 191.5 | 0 | 0 | 0 | 0 | 0 | 0 | 0 | 0.015964
1992 | 191.5104 | 0 | 0 | 0 | 0 | 0 | 0 | 0.04698 | 0.015964
1992 | 191.5208 | 0 | 0 | 0 | 0 | 0 | 0 | 0.01566 | 0.019955
1992 | 191.5312 | 0 | 0 | 0 | 0 | 0 | 0 | 0.04698 | 0.011973
1992 | 191.5417 | 0 | 0 | 0 | 0 | 0 | 0 | 0.043065 | 0.027937
1992 | 191.5521 | 0 | 0 | 0 | 0 | 0 | 0 | 0.035235 | 0.003991
1992 | 191.5625 | 0 | 0 | 0 | 0 | 0 | 0 | 0.01566 | 0.027937
1992 | 191.5729 | 0 | 0 | 0 | 0 | 0 | 0 | 0.04698 | 0.035919
1992 | 191.5833 | 0 | 0 | 0 | 0 | 0 | 0 | 0.00783 | 0.027937
1992 | 191.5937 | 0 | 0 | 0 | 0 | 0 | 0 | 0.04698 | 0.003991
1992 | 191.6042 | 0 | 0 | 0 | 0 | 0 | 0 | 0.035235 | 0.027937
1992 | 191.6146 | 0 | 0 | 0 | 0 | 0 | 0 | 0.00783 | 0.027937
1992 | 191.625 | 0 | 0 | 0 | 0 | 0 | 0 | 0.00783 | 0.007982
1992 | 191.6354 | 0 | 0 | 0 | 0 | 0 | 0 | 0.04698 | 0.023946
1992 | 191.6458 | 0 | 0 | 0 | 0 | 0 | 0 | 0.03132 | 0.027937
1992 | 191.6562 | 0 | 0 | 0 | 0 | 0 | 0 | -1.1369e-13 | 0.007982
1992 | 191.6667 | 0 | 0 | 0 | 0 | 0 | 0 | 0.00783 | 0.023946
1992 | 191.6771 | 0 | 0 | 0 | 0 | 0 | 0 | 0.02349 | 0.019955
1992 | 191.6875 | 0 | 0 | 0 | 0 | 0 | 0 | 0.03915 | 0.011973
1992 | 191.6979 | 0 | 0 | 0 | 0 | 0 | 0 | -0.019575 | 0.015964
1992 | 191.7083 | 0 | 0 | 0 | 0 | 0 | 0 | 0.03915 | 0.019955
1992 | 191.7187 | 0 | 0 | 0 | 0 | 0 | 0 | 0.02349 | 0.027937
1992 | 191.7292 | 0 | 0 | 0 | 0 | 0 | 0 | 0.00783 | 0.011973
1992 | 191.7396 | 0 | 0 | 0 | 0 | 0 | 0 | 0.003915 | 0.023946
1992 | 191.75 | 0 | 0 | 0 | 0 | 0 | 0 | 0.003915 | 0.023946
1992 | 191.7604 | 0 | 0 | 0 | 0 | 0 | 0 | 0.00783 | -0.003991
1992 | 191.7708 | 0 | 0 | 0 | 0 | 0 | 0 | 0.03132 | 0.015964
1992 | 191.7812 | 0 | 0 | 0 | 0 | 0 | 0 | 0.027405 | 0.007982
1992 | 191.7917 | 0 | 0 | 0 | 0 | 0 | 0 | 0.027405 | 0.011973
1992 | 191.8021 | 0 | 0 | 0 | 0 | 0 | 0 | 0.02349 | 0.007982
1992 | 191.8125 | 0 | 0.007982 | 0 | 0 | 0 | 0 | 0.027405 | 0
1992 | 191.8229 | 0.01566 | 0 | 0 | 0 | 0 | 0 | 0.00783 | 0
1992 | 191.8333 | 0 | 0 | 0 | 0 | 0 | 0 | -0.003915 | 0.007982
1992 | 191.8437 | 0 | 0 | 0 | 0 | 0 | 0 | 0.019575 | 0.011973
1992 | 191.8542 | 0 | 0 | 0 | 0 | 0 | 0 | 0.02349 | 0.003991
1992 | 191.8646 | 0 | 0 | 0 | 0 | 0 | 0 | 0.011745 | 0
1992 | 191.875 | 0 | 0 | 0 | 0 | 0 | 0 | -0.011745 | 0.011973
1992 | 191.8854 | 0 | 0 | 0 | 0 | 0 | 0 | 0 | 0.011973
1992 | 191.8958 | 0 | 0 | 0.10962 | 0.14368 | 0 | 0 | 0 | 0
1992 | 191.9062 | 0 | 0 | 0.20358 | 0.14368 | 0 | 0 | 0.00783 | 0
1992 | 191.9167 | 0 | 0 | 4.8546 | 4.9409 | 0 | 0 | -2.2737e-13 | -1.1369e-13
1992 | 191.9271 | 0 | 0 | 15.2998 | 14.6629 | 0 | 0 | 0 | -5.6843e-14
1992 | 191.9375 | 0 | 0 | 5.4575 | 6.9763 | 0 | 0 | 0 | 1.1369e-13
1992 | 191.9479 | 0 | 0 | 0.25056 | 0.20753 | 0 | 0 | 0 | 5.6843e-14
1992 | 191.9583 | 0 | 0 | 0.81432 | 0.58269 | 0 | 0 | 0 | 5.6843e-14
1992 | 191.9687 | 0 | 0 | 1.0257 | 1.0297 | 0 | 0 | 0 | -1.1369e-13
1992 | 191.9792 | 0 | 0 | 1.0336 | 1.1255 | 0 | 0 | 0 | 0
1992 | 191.9896 | 0 | 0 | 0.7047 | 0.67847 | 0 | 0 | 0 | 0
1992 | 192 | 0 | 0 | 0.73602 | 0.75829 | 0 | 0 | 1.1369e-13 | 0
1992 | 192.0104 | 0 | 0 | 0.50112 | 0.61461 | 0 | 0 | -1.1369e-13 | -1.1369e-13
1992 | 192.0208 | 0 | 0 | 0.43848 | 0.40708 | 0 | 0 | 0 | -5.6843e-14
1992 | 192.0312 | 0 | 0 | 0.2349 | 0.18359 | 0 | 0 | 0.011745 | -1.1369e-13
1992 | 192.0417 | 0 | 0 | 0 | 0.03991 | 0 | 0 | 0.003915 | 5.6843e-14
1992 | 192.0521 | 0 | 0 | 0.04698 | 0.063856 | 0 | 0 | 1.1369e-13 | 0
1992 | 192.0625 | 0 | 0 | 0.18009 | 0.12771 | 0 | 0 | -1.1369e-13 | 0
1992 | 192.0729 | 0 | 0 | 0.39933 | 0.51085 | 0 | 0 | -1.1369e-13 | -5.6843e-14
1992 | 192.0833 | 0 | 0 | 0.42282 | 0.33524 | 0 | 0 | 0 | -1.7053e-13
1992 | 192.0937 | 0 | 0 | 0.1566 | 0.11973 | 0 | 0 | 0.13311 | 0
1992 | 192.1042 | 0 | 0 | 0.14094 | 0.063856 | 0 | 0 | -1.1369e-13 | -5.6843e-14
1992 | 192.1146 | 0 | 0 | 0 | 0.071838 | 0 | 0 | -0.05481 | 0.007982
1992 | 192.125 | 0 | 0 | 0 | 0 | 0 | 0 | 0.03915 | 0.035919
1992 | 192.1354 | 0 | 0 | 0 | 0 | 0 | 0 | 0.019575 | 0.007982
1992 | 192.1458 | 0 | 0 | 0.07047 | 0 | 0 | 0 | -0.011745 | 0.043901
1992 | 192.1562 | 0 | 0 | 0 | 0 | 0 | 0 | 0.04698 | 0.023946
1992 | 192.1667 | 0 | 0 | 0 | 0 | 0 | 0 | 0 | 0.027937
1992 | 192.1771 | 0 | 0 | 0 | 0 | 0 | 0 | -0.058725 | 0.027937
1992 | 192.1875 | 0 | 0 | 0 | 0 | 0 | 0 | 0.082215 | 0.03991
1992 | 192.1979 | 0 | 0 | 0 | 0 | 0 | 0 | -1.1369e-13 | 0.019955
1992 | 192.2083 | 0 | 0 | 0 | 0 | 0 | 0 | 0.00783 | 0.019955
1992 | 192.2187 | 0.02349 | 0 | 0 | 0 | 0 | 0 | 0.01566 | 0.043901
1992 | 192.2292 | 0 | 0 | 0 | 0 | 0 | 0 | 0.003915 | 0.023946
1992 | 192.2396 | 0 | 0 | 0 | 0 | 0 | 0 | 0.03915 | 0.023946
1992 | 192.25 | 0 | 0 | 0 | 0 | 0 | 0 | 0.019575 | 0.023946
1992 | 192.2604 | 0 | 0 | 0 | 0 | 0 | 0 | -0.035235 | 0.007982
1992 | 192.2708 | 0 | 0 | 0 | 0 | 0 | 0 | -0.03132 | 0.043901
1992 | 192.2812 | 0 | 0 | 0 | 0 | 0 | 0 | 0.1057 | 0.027937
1992 | 192.2917 | 0 | 0 | 0 | 0 | 0 | 0 | -0.02349 | 0.023946
1992 | 192.3021 | 0 | 0 | 0 | 0 | 0 | 0 | 0.043065 | 0.031928
1992 | 192.3125 | 0 | 0 | 0 | 0 | 0 | 0 | 0.011745 | 0.035919
1992 | 192.3229 | 0 | 0 | 0 | 0 | 0 | 0 | 0.011745 | 0.031928
1992 | 192.3333 | 0 | 0 | 0 | 0 | 0 | 0 | 0.02349 | 0.043901
1992 | 192.3437 | 0 | 0 | 0 | 0 | 0 | 0 | 0.02349 | 0.067847
1992 | 192.3542 | 0 | 0 | 0 | 0 | 0 | 0 | 0.027405 | 0.059865
1992 | 192.3646 | 0 | 0 | 0 | 0 | 0 | 0 | 0.00783 | 0.055874
1992 | 192.375 | 0 | 0 | 0 | 0 | 0 | 0 | 0.050895 | 0.075829
1992 | 192.3854 | 0 | 0 | 0 | 0 | 0 | 0 | 0.050895 | 0.051883
1992 | 192.3958 | 0 | 0 | 0 | 0 | 0 | 0 | 0.07047 | 0.091793
1992 | 192.4062 | 0 | 0 | 0 | 0 | 0 | 0 | 0.10179 | 0.07982
1992 | 192.4167 | 0 | 0 | 0 | 0 | 0 | 0 | 0.0783 | 0.07982
1992 | 192.4271 | 0 | 0 | 0 | 0 | 0 | 0 | 0.08613 | 0.075829
1992 | 192.4375 | 0 | 0 | 0 | 0 | 0 | 0 | 0.1057 | 0.083811
1992 | 192.4479 | 0 | 0 | 0 | 0 | 0 | 0 | 0.13703 | 0.071838
1992 | 192.4583 | 0 | 0 | 0 | 0 | 0 | 0 | 0.12136 | 0.063856
1992 | 192.4687 | 0 | 0 | 0 | 0 | 0 | 0 | 0.13311 | 0.067847
1992 | 192.4792 | 0 | 0 | 0 | 0 | 0 | 0 | 0.1566 | 0.063856
1992 | 192.4896 | 0 | 0 | 0 | 0 | 0 | 0 | 0.12919 | 0.043901
1992 | 192.5 | 0 | 0 | 0 | 0 | 0 | 0 | 0.13702 | 0.059865
1992 | 192.5104 | 0 | 0 | 0 | 0 | 0 | 0 | 0.09396 | 0.031928
1992 | 192.5208 | 0 | 0 | 0 | 0 | 0 | 0 | 0.097875 | 0.035919
1992 | 192.5312 | 0 | 0 | 0 | 0 | 0 | 0 | 0.13311 | 0.027937
1992 | 192.5417 | 0 | 0 | 0 | 0 | 0 | 0 | 0.12137 | 0.043901
1992 | 192.5521 | 0 | 0 | 0 | 0 | 0 | 0 | 0.12919 | 0.043901
1992 | 192.5625 | 0 | 0 | 0 | 0 | 0 | 0 | 0.12919 | 0.043901
1992 | 192.5729 | 0 | 0 | 0 | 0 | 0 | 0 | 0.090045 | 0.027937
1992 | 192.5833 | 0 | 0 | 0 | 0 | 0 | 0 | 0.13703 | 0.047892
1992 | 192.5937 | 0 | 0 | 0 | 0 | 0 | 0 | 0.082215 | 0.019955
1992 | 192.6042 | 0 | 0 | 0 | 0 | 0 | 0 | 0.14877 | 0.03991
1992 | 192.6146 | 0 | 0 | 0 | 0 | 0 | 0 | 0.15269 | 0.059865
1992 | 192.625 | 0 | 0 | 0 | 0 | 0 | 0 | 0.13702 | 0.035919
1992 | 192.6354 | 0 | 0 | 0 | 0 | 0 | 0 | 0.18792 | 0.031928
1992 | 192.6458 | 0 | 0 | 0 | 0 | 0 | 0 | 0.10962 | 0.043901
1992 | 192.6562 | 0 | 0 | 0 | 0 | 0 | 0 | 0.12528 | 0.035919
1992 | 192.6667 | 0 | 0 | 0 | 0 | 0 | 0 | 0.13702 | 0.031928
1992 | 192.6771 | 0 | 0 | 0 | 0 | 0 | 0 | 0.12528 | 0.047892
1992 | 192.6875 | 0 | 0 | 0 | 0 | 0 | 0 | 0.14877 | 0.027937
1992 | 192.6979 | 0 | 0 | 0 | 0 | 0 | 0 | 0.14094 | 0.035919
1992 | 192.7083 | 0 | 0 | 0 | 0 | 0 | 0 | -0.13702 | 0.075829
1992 | 192.7187 | 0 | 0 | 0 | 0 | 0 | 0 | 0.18009 | 0.063856
1992 | 192.7292 | 0 | 0 | 0 | 0 | 0 | 0 | 0.2349 | 0.043901
1992 | 192.7396 | 0 | 0 | 0 | 0 | 0 | 0 | 0.15269 | 0.019955
1992 | 192.75 | 0 | 0 | 0 | 0 | 0 | 0 | 0.10571 | 0.051883
1992 | 192.7604 | 0 | 0 | 0 | 0 | 0 | 0 | 0.10962 | 0.015964
1992 | 192.7708 | 0 | 0 | 0 | 0 | 0 | 0 | 0.082215 | 0.011973
1992 | 192.7812 | 0 | 0 | 0 | 0 | 0 | 0 | 0.08613 | 0.03991
1992 | 192.7917 | 0 | 0 | 0 | 0 | 0 | 0 | 0.074385 | -0.031928
1992 | 192.8021 | 0 | 0.015964 | 0 | 0 | 0 | 0 | 0.03132 | 0.003991
1992 | 192.8125 | 0 | 0 | 0 | 0 | 0 | 0 | -0.01566 | 0.035919
1992 | 192.8229 | 0.00783 | 0 | 0 | 0 | 0 | 0 | -0.003915 | 0.003991
1992 | 192.8333 | 0 | 0 | 0 | 0 | 0 | 0 | 0.066555 | 0.011973
1992 | 192.8437 | 0 | 0 | 0 | 0 | 0 | 0 | 0.03915 | 0.015964
1992 | 192.8542 | 0 | 0 | 0 | 0 | 0 | 0 | -0.01566 | 0.019955
1992 | 192.8646 | 0 | 0.015964 | 0.14877 | 0 | 0 | 0 | 0.02349 | -0.011973
1992 | 192.875 | 0 | 0 | 0 | 0 | 0 | 0 | 0.08613 | 0.011973
1992 | 192.8854 | 0 | 0 | 0 | 0 | 0 | 0 | 0.14094 | -0.011973
1992 | 192.8958 | 0 | 0 | 0 | 0 | 0 | 0 | -0.04698 | -0.027937
1992 | 192.9062 | 0 | 0 | 0 | 0 | 0 | 0 | 0.03915 | 0.035919
1992 | 192.9167 | 0 | 0 | 0 | 0.071838 | 0 | 0 | 0.043065 | 0.003991
1992 | 192.9271 | 0 | 0 | 0 | 0 | 0 | 0 | 0.019575 | 0.007982
1992 | 192.9375 | 0 | 0 | 0.69687 | 0.67049 | 0 | 0 | 0 | 0
1992 | 192.9479 | 0 | 0 | 0.90828 | 1.0377 | 0 | 0 | -1.1369e-13 | 1.1369e-13
1992 | 192.9583 | 0 | 0 | 1.6991 | 1.6762 | 0 | 0 | 0 | 0
1992 | 192.9687 | 0 | 0 | 1.2371 | 1.3011 | 0 | 0 | -1.1369e-13 | -1.1369e-13
1992 | 192.9792 | 0 | 0 | 0.63423 | 0.53479 | 0 | 0 | 1.1369e-13 | 0
1992 | 192.9896 | 0 | 0 | 0.20358 | 0.20753 | 0 | 0 | -1.1369e-13 | 0
1992 | 193 | 0 | 0 | 0.08613 | 0.07982 | 0 | 0 | 0 | -5.6843e-14
1992 | 193.0104 | 0 | 0 | 0.00783 | 0.031928 | 0 | 0 | 0.03132 | -0.003991
1992 | 193.0208 | 0 | 0 | 0.05481 | 0.023946 | 0 | 0 | -0.00783 | -0.003991
1992 | 193.0312 | 0 | 0 | 0.19575 | 0.12771 | 0 | 0 | 0 | -1.1369e-13
1992 | 193.0417 | 0 | 0 | 0.06264 | 0.047892 | 0 | 0 | -1.1369e-13 | 0.003991
1992 | 193.0521 | 0 | 0 | 0.01566 | 0 | 0 | 0 | 0.011745 | 0.015964
1992 | 193.0625 | 0 | 0 | 0 | 0 | 0 | 0 | -0.011745 | 0.035919
1992 | 193.0729 | 0 | 0 | 0 | 0 | 0 | 0 | -1.1369e-13 | 0.043901
1992 | 193.0833 | 0 | 0 | 0 | 0 | 0 | 0 | -0.043065 | 0
1992 | 193.0937 | 0 | 0 | 0 | 0 | 0 | 0 | 0.04698 | -0.015964
1992 | 193.1042 | 0 | 0 | 0 | 0 | 0 | 0 | 0.02349 | 0.007982
1992 | 193.1146 | 0 | 0 | 0 | 0 | 0 | 0 | 0.035235 | -0.007982
1992 | 193.125 | 0 | 0 | 0 | 0 | 0 | 0 | 0 | 0.035919
1992 | 193.1354 | 0 | 0 | 0 | 0 | 0 | 0 | -0.011745 | -0.011973
1992 | 193.1458 | 0 | 0 | 0 | 0 | 0 | 0 | 0.03915 | 0.011973
1992 | 193.1562 | 0 | 0 | 0 | 0 | 0 | 0 | 0.03132 | 0.007982
1992 | 193.1667 | 0 | 0 | 0 | 0 | 0 | 0 | 0.003915 | 0.015964
1992 | 193.1771 | 0 | 0 | 0 | 0 | 0 | 0 | 0.050895 | -0.007982
1992 | 193.1875 | 0 | 0 | 0 | 0 | 0 | 0 | 0.027405 | 0.007982
1992 | 193.1979 | 0 | 0 | 0 | 0 | 0 | 0 | 0.01566 | 0.003991
1992 | 193.2083 | 0 | 0 | 0 | 0 | 0 | 0 | -0.01566 | 0.003991
1992 | 193.2187 | 0 | 0 | 0 | 0 | 0 | 0 | 0.019575 | 0.015964
1992 | 193.2292 | 0 | 0 | 0 | 0 | 0 | 0 | 0.035235 | 0.007982
1992 | 193.2396 | 0 | 0 | 0 | 0 | 0 | 0 | -0.003915 | -0.007982
1992 | 193.25 | 0 | 0 | 0 | 0 | 0 | 0 | 0.011745 | -0.003991
1992 | 193.2604 | 0 | 0 | 0 | 0 | 0 | 0 | -0.00783 | 0.015964
1992 | 193.2708 | 0 | 0 | 0 | 0 | 0 | 0 | 0.01566 | -0.011973
1992 | 193.2812 | 0 | 0 | 0 | 0 | 0 | 0 | -0.00783 | 0.027937
1992 | 193.2917 | 0 | 0 | 0 | 0 | 0 | 0 | 0.00783 | 0.007982
1992 | 193.3021 | 0 | 0 | 0 | 0 | 0 | 0 | 0 | 0.019955
1992 | 193.3125 | 0 | 0 | 0 | 0 | 0 | 0 | 0.01566 | 0.031928
1992 | 193.3229 | 0 | 0 | 0 | 0 | 0 | 0 | -0.011745 | 0.047892
1992 | 193.3333 | 0 | 0 | 0 | 0 | 0 | 0 | 0.00783 | 0.067847
1992 | 193.3437 | 0.01566 | 0 | 0 | 0 | 0 | 0 | 0.003915 | 0.083811
1992 | 193.3542 | 0 | 0 | 0 | 0 | 0 | 0 | 0.043065 | 0.087802
1992 | 193.3646 | 0 | 0 | 0 | 0 | 0 | 0 | 0.05481 | 0.11973
1992 | 193.375 | 0 | 0 | 0 | 0 | 0 | 0 | 0.10179 | 0.095784
1992 | 193.3854 | 0 | 0 | 0 | 0 | 0 | 0 | 0.0783 | 0.091793
1992 | 193.3958 | 0 | 0 | 0 | 0 | 0 | 0 | 0.050895 | 0.083811
1992 | 193.4062 | 0 | 0 | 0 | 0 | 0 | 0 | 0.05481 | 0.10377
1992 | 193.4167 | 0 | 0 | 0 | 0 | 0 | 0 | 0.12528 | 0.087802
1992 | 193.4271 | 0 | 0 | 0 | 0 | 0 | 0 | 0.090045 | 0.063856
1992 | 193.4375 | 0 | 0 | 0 | 0 | 0 | 0 | 0.14486 | 0.091793
1992 | 193.4479 | 0 | 0 | 0 | 0 | 0 | 0 | 0.12136 | 0.059865
1992 | 193.4583 | 0 | 0 | 0 | 0 | 0 | 0 | 0.14486 | 0.087802
1992 | 193.4687 | 0 | 0 | 0 | 0 | 0 | 0 | 0.14094 | 0.027937
1992 | 193.4792 | 0 | 0 | 0 | 0 | 0 | 0 | 0.11745 | 0.071838
1992 | 193.4896 | 0 | 0 | 0 | 0 | 0 | 0 | 0.1566 | 0.063856
1992 | 193.5 | 0 | 0 | 0 | 0 | 0 | 0 | 0.18792 | 0.031928
1992 | 193.5104 | 0 | 0 | 0 | 0 | 0 | 0 | 0.15269 | 0.067847
1992 | 193.5208 | 0 | 0 | 0 | 0 | 0 | 0 | 0.18009 | 0.055874
1992 | 193.5312 | 0 | 0 | 0 | 0 | 0 | 0 | 0.16052 | 0.027937
1992 | 193.5417 | 0 | 0 | 0 | 0 | 0 | 0 | 0.10962 | 0.063856
1992 | 193.5521 | 0 | 0 | 0 | 0 | 0 | 0 | 0.25839 | 0.067847
1992 | 193.5625 | 0 | 0 | 0 | 0 | 0 | 0 | 0.20749 | 0.035919
1992 | 193.5729 | 0 | 0 | 0 | 0 | 0 | 0 | 0.21141 | 0.055874
1992 | 193.5833 | 0 | 0 | 0 | 0 | 0 | 0 | 0.11745 | 0.067847
1992 | 193.5937 | 0 | 0 | 0 | 0 | 0 | 0 | 0.23882 | 0.071838
1992 | 193.6042 | 0 | 0 | 0 | 0 | 0 | 0 | 0.16051 | 0.067847
1992 | 193.6146 | 0 | 0 | 0 | 0 | 0 | 0 | 0.18009 | 0.047892
1992 | 193.625 | 0 | 0 | 0 | 0 | 0 | 0 | 0.17617 | 0.087802
1992 | 193.6354 | 0 | 0 | 0 | 0 | 0 | 0 | 0.15268 | 0.003991
1992 | 193.6458 | 0 | 0 | 0 | 0 | 0 | 0 | 0.13311 | 0.035919
1992 | 193.6562 | 0 | 0 | 0 | 0 | 0 | 0 | 0.16052 | 0.063856
1992 | 193.6667 | 0 | 0 | 0 | 0 | 0 | 0 | 0.074385 | 0.043901
1992 | 193.6771 | 0 | 0 | 0 | 0 | 0 | 0 | 0.10962 | 0.051883
1992 | 193.6875 | 0 | 0 | 0 | 0 | 0 | 0 | 0.0783 | 0.03991
1992 | 193.6979 | 0 | 0 | 0 | 0 | 0 | 0 | 0.10571 | 0.031928
1992 | 193.7083 | 0 | 0 | 0 | 0 | 0 | 0 | 0.1057 | 0.035919
1992 | 193.7187 | 0 | 0 | 0 | 0 | 0 | 0 | 0.097875 | 0.011973
1992 | 193.7292 | 0 | 0 | 0 | 0 | 0 | 0 | 0.10571 | 0.063856
1992 | 193.7396 | 0 | 0 | 0 | 0 | 0 | 0 | 0.02349 | 0.019955
1992 | 193.75 | 0 | 0 | 0 | 0 | 0 | 0 | 0.10179 | 0.051883
1992 | 193.7604 | 0 | 0 | 0 | 0 | 0 | 0 | 0.02349 | -0.003991
1992 | 193.7708 | 0 | 0 | 0 | 0 | 0 | 0 | 0.13702 | 0.07982
1992 | 193.7812 | 0 | 0 | 0 | 0 | 0 | 0 | 0.10962 | 0.031928
1992 | 193.7917 | 0 | 0 | 0 | 0 | 0 | 0 | 0.019575 | -0.003991
1992 | 193.8021 | 0 | 0 | 0 | 0 | 0 | 0 | 0.184 | 0.031928
1992 | 193.8125 | 0 | 0 | 0 | 0 | 0 | 0 | 0.14877 | 0.023946
1992 | 193.8229 | 0 | 0 | 0 | 0 | 0 | 0 | 0.07047 | 0.007982
1992 | 193.8333 | 0 | 0 | 0 | 0 | 0 | 0 | -0.03132 | 0.003991
1992 | 193.8437 | 0 | 0 | 0 | 0 | 0 | 0 | 0.066555 | 0.007982
1992 | 193.8542 | 0 | 0 | 0 | 0 | 0 | 0 | 0.066555 | 0.027937
1992 | 193.8646 | 0 | 0 | 0 | 0 | 0 | 0 | 0.035235 | 0.003991
1992 | 193.875 | 0 | 0 | 0 | 0 | 0 | 0 | 0.04698 | 0.023946
1992 | 193.8854 | 0 | 0 | 0 | 0 | 0 | 0 | 0.050895 | 0.003991
1992 | 193.8958 | 0 | 0 | 0 | 0 | 0 | 0 | 0.003915 | 0.007982
1992 | 193.9062 | 0 | 0 | 0 | 0 | 0 | 0 | -0.058725 | 0.035919
1992 | 193.9167 | 0 | 0 | 0 | 0 | 0 | 0 | 0.011745 | -0.003991
1992 | 193.9271 | 0 | 0 | 0 | 0 | 0 | 0 | 0.08613 | 0
1992 | 193.9375 | 0 | 0 | 0 | 0 | 0 | 0 | 0.03915 | 0.015964
1992 | 193.9479 | 0 | 0 | 0 | 0 | 0 | 0 | 0.035235 | 0.019955
1992 | 193.9583 | 0 | 0 | 0 | 0 | 0 | 0 | 0.035235 | 0.007982
1992 | 193.9687 | 0 | 0 | 0 | 0 | 0 | 0 | 0.02349 | 0.011973
1992 | 193.9792 | 0 | 0 | 0 | 0 | 0 | 0 | 0.01566 | 0.003991
1992 | 193.9896 | 0 | 0 | 0 | 0 | 0 | 0 | -0.00783 | 5.6843e-14
1992 | 194 | 0 | 0 | 0 | 0 | 0 | 0 | 0.03915 | 0.015964
1992 | 194.0104 | 0 | 0 | 0 | 0 | 0 | 0 | 0.035235 | 0.011973
1992 | 194.0208 | 0 | 0 | 0 | 0 | 0 | 0 | 0.043065 | 0.003991
1992 | 194.0312 | 0 | 0 | 0 | 0 | 0 | 0 | -0.05481 | 0.011973
1992 | 194.0417 | 0 | 0 | 0 | 0 | 0 | 0 | 0.00783 | 0.007982
1992 | 194.0521 | 0 | 0 | 0 | 0 | 0 | 0 | 0.097875 | 0.027937
1992 | 194.0625 | 0 | 0 | 0 | 0 | 0 | 0 | -0.003915 | 0.003991
1992 | 194.0729 | 0 | 0 | 0 | 0 | 0 | 0 | 0 | 0.003991
1992 | 194.0833 | 0 | 0 | 0 | 0 | 0 | 0 | -0.027405 | 0.023946
1992 | 194.0937 | 0 | 0 | 0 | 0 | 0 | 0 | 0.050895 | 0
1992 | 194.1042 | 0 | 0 | 0 | 0 | 0 | 0 | 0.066555 | 0.003991
1992 | 194.1146 | 0 | 0 | 0 | 0 | 0 | 0 | 0.01566 | 0.011973
1992 | 194.125 | 0 | 0 | 0 | 0 | 0 | 0 | 0.03915 | 0.007982
1992 | 194.1354 | 0 | 0 | 0 | 0 | 0 | 0 | -0.090045 | 0.007982
1992 | 194.1458 | 0 | 0 | 0 | 0 | 0 | 0 | 0.07047 | 0
1992 | 194.1562 | 0 | 0 | 0 | 0 | 0 | 0 | -0.003915 | 0.015964
1992 | 194.1667 | 0 | 0 | 0 | 0 | 0 | 0 | 0.02349 | 0
1992 | 194.1771 | 0 | 0 | 0 | 0 | 0 | 0 | 0.035235 | 0.007982
1992 | 194.1875 | 0 | 0 | 0 | 0 | 0 | 0 | 0.01566 | 0
1992 | 194.1979 | 0 | 0 | 0 | 0 | 0 | 0 | 0.043065 | 0.003991
1992 | 194.2083 | 0 | 0 | 0 | 0 | 0 | 0 | 0.01566 | 0.019955
1992 | 194.2187 | 0 | 0 | 0 | 0 | 0 | 0 | 0.003915 | -0.015964
1992 | 194.2292 | 0 | 0 | 0 | 0 | 0 | 0 | 0.019575 | 0.011973
1992 | 194.2396 | 0 | 0 | 0 | 0 | 0 | 0 | 0 | 0
1992 | 194.25 | 0 | 0 | 0 | 0 | 0 | 0 | 0.019575 | 0.003991
1992 | 194.2604 | 0 | 0 | 0 | 0 | 0 | 0 | 0.043065 | -0.003991
1992 | 194.2708 | 0 | 0 | 0 | 0 | 0 | 0 | 0.019575 | 0.011973
1992 | 194.2812 | 0 | 0 | 0 | 0 | 0 | 0 | 0.003915 | 0.011973
1992 | 194.2917 | 0 | 0 | 0 | 0 | 0 | 0 | 0.02349 | 0.011973
1992 | 194.3021 | 0 | 0 | 0 | 0 | 0 | 0 | -0.019575 | -0.003991
1992 | 194.3125 | 0 | 0 | 0 | 0 | 0 | 0 | 0.003915 | 0.023946
1992 | 194.3229 | 0 | 0 | 0 | 0 | 0 | 0 | 0.082215 | 0.015964
1992 | 194.3333 | 0 | 0 | 0 | 0 | 0 | 0 | 0.043065 | -0.003991
1992 | 194.3437 | 0 | 0 | 0 | 0 | 0 | 0 | 0.00783 | 0.027937
1992 | 194.3542 | 0 | 0 | 0 | 0 | 0 | 0 | 0.097875 | 0.015964
1992 | 194.3646 | 0 | 0 | 0 | 0 | 0 | 0 | -0.01566 | 0.019955
1992 | 194.375 | 0 | 0 | 0 | 0 | 0 | 0 | 0.10962 | 0.031928
1992 | 194.3854 | 0 | 0 | 0 | 0 | 0 | 0 | 0.011745 | -0.007982
1992 | 194.3958 | 0 | 0 | 0 | 0 | 0 | 0 | 0.097875 | 0.031928
1992 | 194.4062 | 0 | 0 | 0 | 0 | 0 | 0 | 0.0783 | 0.015964
1992 | 194.4167 | 0 | 0 | 0 | 0 | 0 | 0 | 0.07047 | 0.035919
1992 | 194.4271 | 0 | 0 | 0 | 0 | 0 | 0 | 0.12919 | 0.011973
1992 | 194.4375 | 0 | 0 | 0 | 0 | 0 | 0 | 0.09396 | 0.027937
1992 | 194.4479 | 0 | 0 | 0 | 0 | 0 | 0 | 0.11353 | 0.027937
1992 | 194.4583 | 0 | 0 | 0 | 0 | 0 | 0 | 0.10179 | 0.055874
1992 | 194.4687 | 0 | 0 | 0 | 0 | 0 | 0 | 0.10962 | 0.023946
1992 | 194.4792 | 0 | 0 | 0 | 0 | 0 | 0 | 0.066555 | 0.023946
1992 | 194.4896 | 0 | 0 | 0 | 0 | 0 | 0 | 0.12136 | 0.035919
1992 | 194.5 | 0 | 0 | 0 | 0 | 0 | 0 | 0.11745 | 0.03991
1992 | 194.5104 | 0 | 0 | 0 | 0 | 0 | 0 | 0.07047 | 0.03991
1992 | 194.5208 | 0 | 0 | 0 | 0 | 0 | 0 | 0.13702 | 0.055874
1992 | 194.5312 | 0 | 0 | 0 | 0 | 0 | 0 | 0.09396 | 0.051883
1992 | 194.5417 | 0 | 0 | 0 | 0 | 0 | 0 | 0.097875 | 0.051883
1992 | 194.5521 | 0 | 0 | 0 | 0 | 0 | 0 | 0.12528 | 0.047892
1992 | 194.5625 | 0 | 0 | 0 | 0 | 0 | 0 | 0.09396 | 0.055874
1992 | 194.5729 | 0 | 0 | 0 | 0 | 0 | 0 | 0.090045 | 0.067847
1992 | 194.5833 | 0 | 0 | 0 | 0 | 0 | 0 | 0.058725 | 0.083811
1992 | 194.5937 | 0 | 0 | 0 | 0 | 0 | 0 | 0.090045 | 0.03991
1992 | 194.6042 | 0 | 0 | 0 | 0 | 0 | 0 | 0.07047 | 0.067847
1992 | 194.6146 | 0 | 0 | 0 | 0 | 0 | 0 | 0.066555 | 0.027937
1992 | 194.625 | 0 | 0 | 0 | 0 | 0 | 0 | 0.14877 | 0.091793
1992 | 194.6354 | 0 | 0 | 0 | 0 | 0 | 0 | 0.10571 | 0.055874
1992 | 194.6458 | 0 | 0 | 0 | 0 | 0 | 0 | 0.035235 | 0.051883
1992 | 194.6562 | 0 | 0 | 0 | 0 | 0 | 0 | 0.08613 | 0.03991
1992 | 194.6667 | 0 | 0 | 0 | 0 | 0 | 0 | 0.082215 | 0.07982
1992 | 194.6771 | 0 | 0 | 0 | 0 | 0 | 0 | 0.04698 | 0.051883
1992 | 194.6875 | 0 | 0 | 0 | 0 | 0 | 0 | 0.066555 | 0.047892
1992 | 194.6979 | 0 | 0 | 0 | 0 | 0 | 0 | 0.01566 | 0.043901
1992 | 194.7083 | 0 | 0 | 0 | 0 | 0 | 0 | 0.05481 | 0.047892
1992 | 194.7187 | 0 | 0 | 0 | 0 | 0 | 0 | 0.10962 | 0.015964
1992 | 194.7292 | 0 | 0 | 0 | 0 | 0 | 0 | 0.02349 | 0.067847
1992 | 194.7396 | 0 | 0 | 0 | 0 | 0 | 0 | 0.019575 | 0.031928
1992 | 194.75 | 0 | 0 | 0 | 0 | 0 | 0 | 0.058725 | 0.055874
1992 | 194.7604 | 0 | 0 | 0 | 0 | 0 | 0 | 0.10179 | 0
1992 | 194.7708 | 0 | 0 | 0 | 0 | 0 | 0 | 0.03915 | 0.059865
1992 | 194.7812 | 0 | 0 | 0 | 0 | 0 | 0 | 0.090045 | 0.007982
1992 | 194.7917 | 0 | 0 | 0 | 0 | 0 | 0 | 0.01566 | 0.043901
1992 | 194.8021 | 0 | 0 | 0 | 0 | 0 | 0 | 0.06264 | 0.023946
1992 | 194.8125 | 0 | 0 | 0 | 0 | 0 | 0 | 0.097875 | 0.019955
1992 | 194.8229 | 0 | 0 | 0 | 0 | 0 | 0 | 0.074385 | 0.011973
1992 | 194.8333 | 0 | 0 | 0 | 0 | 0 | 0 | 0.02349 | 0.027937
1992 | 194.8437 | 0 | 0 | 0 | 0 | 0 | 0 | 0.06264 | 0.015964
1992 | 194.8542 | 0 | 0 | 0 | 0 | 0 | 0 | 0.035235 | 0.019955
1992 | 194.8646 | 0 | 0 | 0 | 0 | 0 | 0 | 0.01566 | 0.011973
1992 | 194.875 | 0 | 0 | 0 | 0 | 0 | 0 | 0.04698 | 0.007982
1992 | 194.8854 | 0 | 0 | 0 | 0 | 0 | 0 | -0.00783 | 0.007982
1992 | 194.8958 | 0 | 0 | 0 | 0 | 0 | 0 | 0.050895 | 0.015964
1992 | 194.9062 | 0 | 0 | 0 | 0 | 0 | 0 | -0.027405 | 0.007982
1992 | 194.9167 | 0 | 0 | 0 | 0 | 0 | 0 | 0.011745 | 0.007982
1992 | 194.9271 | 0 | 0 | 0 | 0 | 0 | 0 | 0.027405 | 0.007982
1992 | 194.9375 | 0 | 0 | 0 | 0 | 0 | 0 | 0.03132 | 0.019955
1992 | 194.9479 | 0 | 0 | 0 | 0 | 0 | 0 | 0.02349 | 0.003991
1992 | 194.9583 | 0 | 0 | 0 | 0 | 0 | 0 | 0.011745 | 0.015964
1992 | 194.9687 | 0 | 0 | 0 | 0 | 0 | 0 | 0.019575 | 0.007982
1992 | 194.9792 | 0.04698 | 0 | 0 | 0 | 0 | 0 | 0.011745 | 0.003991
1992 | 194.9896 | 0 | 0 | 0 | 0 | 0 | 0 | 0.03132 | 0.007982
1992 | 195 | 0 | 0 | 0 | 0 | 0 | 0 | 0.050895 | 0
1992 | 195.0104 | 0 | 0 | 0 | 0 | 0 | 0 | 0.011745 | 0.019955
1992 | 195.0208 | 0 | 0 | 0 | 0 | 0 | 0 | 0 | 0.011973
1992 | 195.0312 | 0 | 0 | 0 | 0 | 0 | 0 | -0.00783 | -0.003991
1992 | 195.0417 | 0.01566 | 0 | 0 | 0 | 0 | 0 | 0.003915 | 0.015964
1992 | 195.0521 | 0 | 0 | 0 | 0 | 0 | 0 | 0 | 0.003991
1992 | 195.0625 | 0 | 0 | 0 | 0 | 0 | 0 | 0.050895 | 0.023946
1992 | 195.0729 | 0 | 0 | 0 | 0 | 0 | 0 | -0.01566 | -0.003991
1992 | 195.0833 | 0 | 0 | 0 | 0 | 0 | 0 | 0.03915 | -0.003991
1992 | 195.0937 | 0 | 0 | 0 | 0 | 0 | 0 | 0.09396 | 0.007982
1992 | 195.1042 | 0 | 0 | 0 | 0 | 0 | 0 | 0.01566 | 0.011973
1992 | 195.1146 | 0 | 0 | 0 | 0 | 0 | 0 | 0.011745 | 0.015964
1992 | 195.125 | 0 | 0 | 0 | 0 | 0 | 0 | 0.035235 | 0.007982
1992 | 195.1354 | 0 | 0 | 0 | 0 | 0 | 0 | 0.050895 | 0.007982
1992 | 195.1458 | 0 | 0 | 0 | 0 | 0 | 0 | 0.035235 | 0.011973
1992 | 195.1562 | 0 | 0 | 0 | 0 | 0 | 0 | 0.035235 | 0.007982
1992 | 195.1667 | 0 | 0 | 0 | 0 | 0 | 0 | 0.019575 | -0.007982
1992 | 195.1771 | 0 | 0 | 0 | 0 | 0 | 0 | 0.011745 | 0.007982
1992 | 195.1875 | 0 | 0 | 0 | 0 | 0 | 0 | 0.02349 | 0
1992 | 195.1979 | 0 | 0 | 0 | 0 | 0 | 0 | -0.011745 | 0.007982
1992 | 195.2083 | 0 | 0 | 0 | 0 | 0 | 0 | 0 | 0.003991
1992 | 195.2187 | 0 | 0 | 0 | 0 | 0 | 0 | -0.003915 | 0.011973
1992 | 195.2292 | 0 | 0 | 0 | 0 | 0 | 0 | 0.027405 | 0
1992 | 195.2396 | 0.07047 | 0 | 0 | 0 | 0 | 0 | 0.003915 | 0.011973
1992 | 195.25 | 0 | 0 | 0 | 0 | 0 | 0 | 0.04698 | 0.003991
1992 | 195.2604 | 0 | 0 | 0 | 0 | 0 | 0 | 0.050895 | 0.007982
1992 | 195.2708 | 0 | 0 | 0 | 0 | 0 | 0 | 0.01566 | 0.011973
1992 | 195.2812 | 0 | 0 | 0 | 0 | 0 | 0 | -0.019575 | 0.003991
1992 | 195.2917 | 0 | 0 | 0 | 0 | 0 | 0 | 0.058725 | 0.011973
1992 | 195.3021 | 0 | 0 | 0 | 0 | 0 | 0 | 0.00783 | 0.019955
1992 | 195.3125 | 0 | 0 | 0 | 0 | 0 | 0 | 0.00783 | 0.003991
1992 | 195.3229 | 0 | 0 | 0 | 0 | 0 | 0 | 0.10179 | 0.007982
1992 | 195.3333 | 0 | 0 | 0 | 0 | 0 | 0 | -0.035235 | 0.015964
1992 | 195.3437 | 0 | 0 | 0 | 0 | 0 | 0 | 0.03132 | 0.007982
1992 | 195.3542 | 0 | 0 | 0 | 0 | 0 | 0 | 0.066555 | 0.011973
1992 | 195.3646 | 0 | 0 | 0 | 0 | 0 | 0 | 0.027405 | 0.019955
1992 | 195.375 | 0 | 0 | 0 | 0 | 0 | 0 | 0.02349 | 0.003991
1992 | 195.3854 | 0 | 0 | 0 | 0 | 0 | 0 | 0.00783 | 0.011973
1992 | 195.3958 | 0 | 0 | 0 | 0 | 0 | 0 | 0.035235 | 0.015964
1992 | 195.4062 | 0 | 0 | 0 | 0 | 0 | 0 | 0.035235 | 0.015964
1992 | 195.4167 | 0 | 0 | 0 | 0 | 0 | 0 | 0.05481 | 0.011973
1992 | 195.4271 | 0 | 0 | 0 | 0 | 0 | 0 | 0.050895 | 0.019955
1992 | 195.4375 | 0 | 0 | 0 | 0 | 0 | 0 | 0.03915 | 0.007982
1992 | 195.4479 | 0 | 0 | 0 | 0 | 0 | 0 | 0.05481 | 0.019955
1992 | 195.4583 | 0 | 0 | 0 | 0 | 0 | 0 | 0.03915 | 0.011973
1992 | 195.4687 | 0 | 0 | 0 | 0 | 0 | 0 | 0.04698 | 0.023946
1992 | 195.4792 | 0 | 0 | 0 | 0 | 0 | 0 | 0.01566 | 0.03991
1992 | 195.4896 | 0 | 0 | 0 | 0 | 0 | 0 | 0.00783 | 0.015964
1992 | 195.5 | 0 | 0 | 0 | 0 | 0 | 0 | 0.11745 | 0.027937
1992 | 195.5104 | 0 | 0 | 0 | 0 | 0 | 0 | 0.058725 | 0.027937
1992 | 195.5208 | 0 | 0 | 0 | 0 | 0 | 0 | 0.06264 | 0.035919
1992 | 195.5312 | 0 | 0 | 0 | 0 | 0 | 0 | 0.0783 | 0.035919
1992 | 195.5417 | 0 | 0 | 0 | 0 | 0 | 0 | 0.072232 | 0.035919
1992 | 195.5521 | 0 | 0 | 0 | 0 | 0 | 0 | 0.078692 | 0.035919
1992 | 195.5625 | 0 | 0 | 0 | 0 | 0 | 0 | 0.078692 | 0.031928
1992 | 195.5729 | 0 | 0 | 0 | 0 | 0 | 0 | 0.078692 | 0.027937
1992 | 195.5833 | 0 | 0 | 0 | 0 | 0 | 0 | 0.045414 | 0.015964
1992 | 195.5937 | 0 | 0 | 0 | 0 | 0 | 0 | -0.0013703 | 0.03991
1992 | 195.6042 | 0 | 0 | 0 | 0 | 0 | 0 | 0.10571 | 0.027937
1992 | 195.6146 | 0 | 0 | 0 | 0 | 0 | 0 | 0.02349 | 0.031928
1992 | 195.625 | 0 | 0 | 0 | 0 | 0 | 0 | 0.02349 | 0.043901
1992 | 195.6354 | 0 | 0 | 0 | 0 | 0 | 0 | 0.066555 | 0.035919
1992 | 195.6458 | 0 | 0 | 0 | 0 | 0 | 0 | 0.02349 | 0.043901
1992 | 195.6562 | 0 | 0 | 0 | 0 | 0 | 0 | 0.066555 | 0.015964
1992 | 195.6667 | 0 | 0 | 0 | 0 | 0 | 0 | 0.02349 | 0.031928
1992 | 195.6771 | 0 | 0 | 0 | 0 | 0 | 0 | 0.066555 | 0.031928
1992 | 195.6875 | 0 | 0 | 0 | 0 | 0 | 0 | 0.05481 | 0.043901
1992 | 195.6979 | 0 | 0 | 0 | 0 | 0 | 0 | 0.01566 | 0.011973
1992 | 195.7083 | 0 | 0 | 0 | 0 | 0 | 0 | 0.06264 | 0.027937
1992 | 195.7187 | 0 | 0 | 0 | 0 | 0 | 0 | -0.00783 | 0.031928
1992 | 195.7292 | 0 | 0 | 0 | 0 | 0 | 0 | 0 | 0.043901
1992 | 195.7396 | 0 | 0 | 0 | 0 | 0 | 0 | 0.050895 | 0.023946
1992 | 195.75 | 0 | 0 | 0 | 0 | 0 | 0 | 0.050895 | 0.031928
1992 | 195.7604 | 0 | 0 | 0 | 0 | 0 | 0 | 0.03132 | 0.031928
1992 | 195.7708 | 0 | 0 | 0 | 0 | 0 | 0 | 0.00783 | 0.019955
1992 | 195.7812 | 0 | 0 | 0 | 0 | 0 | 0 | 0.03132 | 0.003991
1992 | 195.7917 | 0 | 0 | 0 | 0 | 0 | 0 | 0.019575 | 0.023946
1992 | 195.8021 | 0 | 0 | 0 | 0 | 0 | 0 | 0.00783 | 0.015964
1992 | 195.8125 | 0 | 0 | 0 | 0 | 0 | 0 | 0.03132 | 0.007982
1992 | 195.8229 | 0 | 0 | 0 | 0 | 0 | 0 | 0.019575 | 0.011973
1992 | 195.8333 | 0 | 0 | 0 | 0 | 0 | 0 | 0.01566 | -0.003991
1992 | 195.8437 | 0 | 0 | 0 | 0 | 0 | 0 | 0.011745 | 0.011973
1992 | 195.8542 | 0 | 0 | 0 | 0 | 0 | 0 | 0.00783 | 0
1992 | 195.8646 | 0 | 0 | 0 | 0 | 0 | 0 | 0.011745 | 0
1992 | 195.875 | 0.03915 | 0.007982 | 0 | 0 | 0 | 0 | 0.03132 | 0.015964
1992 | 195.8854 | 0 | 0 | 0 | 0 | 0 | 0 | -0.003915 | 0.031928
1992 | 195.8958 | 0 | 0 | 0 | 0 | 0 | 0 | 0 | 0.007982
1992 | 195.9062 | 0 | 0 | 0 | 0 | 0 | 0 | 0.03915 | 0.015964
1992 | 195.9167 | 0 | 0 | 0 | 0 | 0 | 0 | 0.01566 | 0.007982
1992 | 195.9271 | 0 | 0 | 0 | 0 | 0 | 0 | 0 | 0.007982
1992 | 195.9375 | 0 | 0 | 0 | 0 | 0 | 0 | 0 | 0.023946
1992 | 195.9479 | 0 | 0 | 0 | 0 | 0 | 0 | 0.035235 | 0.003991
1992 | 195.9583 | 0.03915 | 0.023946 | 0 | 0 | 0 | 0 | -0.00783 | 0
1992 | 195.9687 | 0 | 0 | 0 | 0 | 0 | 0 | -0.00783 | 0.011973
1992 | 195.9792 | 0 | 0 | 0 | 0 | 0 | 0 | 0.011745 | 0.015964
1992 | 195.9896 | 0 | 0 | 0 | 0 | 0 | 0 | 0.02349 | 0.003991
1992 | 196 | 0 | 0 | 0 | 0 | 0 | 0 | -0.003915 | 0.015964
1992 | 196.0104 | 0 | 0 | 0 | 0 | 0 | 0 | 0.027405 | 0.023946
1992 | 196.0208 | 0 | 0 | 0 | 0 | 0 | 0 | 0.01566 | 0.007982
1992 | 196.0312 | 0 | 0 | 0 | 0 | 0 | 0 | 0.02349 | 0
1992 | 196.0417 | 0 | 0 | 0 | 0 | 0 | 0 | 0.02349 | -0.003991
1992 | 196.0521 | 0 | 0 | 0 | 0 | 0 | 0 | 0.011745 | 0.023946
1992 | 196.0625 | 0 | 0 | 0 | 0 | 0 | 0 | -0.003915 | -0.003991
1992 | 196.0729 | 0 | 0 | 0 | 0 | 0 | 0 | 0.01566 | -0.007982
1992 | 196.0833 | 0 | 0 | 0 | 0 | 0 | 0 | 0.003915 | 0
1992 | 196.0937 | 0 | 0.015964 | 0 | 0 | 0 | 0 | -0.00783 | 0.003991
1992 | 196.1042 | 0 | 0 | 0 | 0 | 0 | 0 | 0.003915 | -0.007982
1992 | 196.1146 | 0 | 0 | 0 | 0 | 0 | 0 | -0.003915 | 0.003991
1992 | 196.125 | 0 | 0 | 0 | 0 | 0 | 0 | 0.00783 | -0.003991
1992 | 196.1354 | 0 | 0 | 0 | 0 | 0 | 0 | -0.00783 | 0
1992 | 196.1458 | 0 | 0 | 0 | 0 | 0 | 0 | 0.00783 | 0.003991
1992 | 196.1562 | 0 | 0 | 0 | 0 | 0 | 0 | 0.003915 | 0
1992 | 196.1667 | 0 | 0 | 0 | 0 | 0 | 0 | 0 | -0.007982
1992 | 196.1771 | 0 | 0 | 0 | 0 | 0 | 0 | 0 | -0.003991
1992 | 196.1875 | 0 | 0 | 0 | 0 | 0 | 0 | -0.003915 | 0.003991
1992 | 196.1979 | 0 | 0 | 0 | 0 | 0 | 0 | 0.00783 | -0.003991
1992 | 196.2083 | 0 | 0 | 0 | 0 | 0 | 0 | 0 | 0
1992 | 196.2187 | 0 | 0 | 0 | 0 | 0 | 0 | 0 | 0
1992 | 196.2292 | 0 | 0 | 0 | 0 | 0 | 0 | 0.00783 | -0.003991
1992 | 196.2396 | 0 | 0 | 0 | 0 | 0 | 0 | -0.011745 | 0
1992 | 196.25 | 0 | 0 | 0 | 0 | 0 | 0 | 0.00783 | -0.003991
1992 | 196.2604 | 0 | 0 | 0 | 0 | 0 | 0 | -0.00783 | -0.003991
1992 | 196.2708 | 0 | 0 | 0 | 0 | 0 | 0 | 0.003915 | 0.007982
1992 | 196.2812 | 0 | 0 | 0 | 0 | 0 | 0 | -0.003915 | 0
1992 | 196.2917 | 0 | 0 | 0 | 0 | 0 | 0 | 0.011745 | 0.015964
1992 | 196.3021 | 0 | 0 | 0 | 0 | 0 | 0 | 0.00783 | 0.023946
1992 | 196.3125 | 0 | 0 | 0 | 0 | 0 | 0 | 0 | 0.019955
1992 | 196.3229 | 0 | 0 | 0 | 0 | 0 | 0 | 0.02349 | 0.023347
1992 | 196.3333 | 0 | 0 | 0 | 0 | 0 | 0 | 0.019379 | 0.0089797
1992 | 196.3437 | 0 | 0 | 0 | 0 | 0 | 0 | 0.022315 | 0.011973
1992 | 196.3542 | 0 | 0 | 0 | 0 | 0 | 0 | 0.022316 | 0.019955
1992 | 196.3646 | 0 | 0 | 0 | 0 | 0 | 0 | 0.014681 | 0.011973
1992 | 196.375 | 0 | 0 | 0 | 0 | 0 | 0 | 0.019575 | 0.023946
1992 | 196.3854 | 0 | 0 | 0 | 0 | 0 | 0 | 0.02349 | 0.007982
1992 | 196.3958 | 0 | 0 | 0 | 0 | 0 | 0 | 0.03132 | 0.015964
1992 | 196.4062 | 0 | 0 | 0 | 0 | 0 | 0 | 0.043065 | 0.015964
1992 | 196.4167 | 0 | 0 | 0 | 0 | 0 | 0 | 0.03132 | 0.023946
1992 | 196.4271 | 0 | 0 | 0 | 0 | 0 | 0 | 0.03132 | 0.011973
1992 | 196.4375 | 0 | 0 | 0 | 0 | 0 | 0 | 0.035235 | 0.015964
1992 | 196.4479 | 0 | 0 | 0 | 0 | 0 | 0 | 0.027405 | 0.019955
1992 | 196.4583 | 0 | 0 | 0 | 0 | 0 | 0 | 0.05481 | 0.015964
1992 | 196.4687 | 0 | 0 | 0 | 0 | 0 | 0 | 0.035235 | 0.019955
1992 | 196.4792 | 0 | 0 | 0 | 0 | 0 | 0 | 0.058725 | 0.027937
1992 | 196.4896 | 0 | 0 | 0 | 0 | 0 | 0 | 0.02349 | 0.019955
1992 | 196.5 | 0 | 0 | 0 | 0 | 0 | 0 | 0.050895 | 0.027937
1992 | 196.5104 | 0 | 0 | 0 | 0 | 0 | 0 | 0.04698 | 0.027937
1992 | 196.5208 | 0 | 0 | 0 | 0 | 0 | 0 | 0.04698 | 0.031928
1992 | 196.5312 | 0 | 0 | 0 | 0 | 0 | 0 | 0.03915 | 0.027937
1992 | 196.5417 | 0 | 0 | 0 | 0 | 0 | 0 | 0.050895 | 0.031928
1992 | 196.5521 | 0 | 0 | 0 | 0 | 0 | 0 | 0.043065 | 0.011973
1992 | 196.5625 | 0 | 0 | 0 | 0 | 0 | 0 | 0.02349 | 0.043901
1992 | 196.5729 | 0 | 0 | 0 | 0 | 0 | 0 | 0.03915 | 0.023946
1992 | 196.5833 | 0 | 0 | 0 | 0 | 0 | 0 | 0.011745 | 0.043901
1992 | 196.5937 | 0 | 0 | 0 | 0 | 0 | 0 | 0.043065 | 0.03991
1992 | 196.6042 | 0 | 0 | 0 | 0 | 0 | 0 | 0.02349 | 0.019955
1992 | 196.6146 | 0 | 0 | 0 | 0 | 0 | 0 | 0.04698 | 0.035919
1992 | 196.625 | 0 | 0 | 0 | 0 | 0 | 0 | 0.050895 | 0.035919
1992 | 196.6354 | 0 | 0 | 0 | 0 | 0 | 0 | 0.035235 | 0.035919
1992 | 196.6458 | 0 | 0 | 0 | 0.11175 | 0 | 0 | 0.02349 | 0.015964
1992 | 196.6562 | 0 | 0 | 0 | 0 | 0 | 0 | 0.066555 | 0.031928
1992 | 196.6667 | 0 | 0 | 0 | 0 | 0 | 0 | 0.01566 | 0.03991
1992 | 196.6771 | 0 | 0 | 0 | 0 | 0 | 0 | 0.035235 | 0.031928
1992 | 196.6875 | 0 | 0 | 0 | 0 | 0 | 0 | 0.019575 | 0.035919
1992 | 196.6979 | 0 | 0 | 0 | 0 | 0 | 0 | 0.035235 | 0.027937
1992 | 196.7083 | 0 | 0 | 0 | 0 | 0 | 0 | 0.019575 | 0.051883
1992 | 196.7187 | 0 | 0 | 0 | 0 | 0 | 0 | 0.03132 | 0.023946
1992 | 196.7292 | 0 | 0 | 0 | 0 | 0 | 0 | 0.01566 | 0.047892
1992 | 196.7396 | 0 | 0 | 0 | 0 | 0 | 0 | 0.027405 | 0.011973
1992 | 196.75 | 0 | 0 | 0 | 0 | 0 | 0 | 0.01566 | 0.015964
1992 | 196.7604 | 0 | 0 | 0 | 0 | 0 | 0 | 0.019575 | 0.023946
1992 | 196.7708 | 0 | 0 | 0 | 0 | 0 | 0 | 0.027405 | 0.015964
1992 | 196.7812 | 0 | 0 | 0 | 0 | 0 | 0 | 0.011745 | 0.031928
1992 | 196.7917 | 0 | 0 | 0 | 0 | 0 | 0 | 0.01566 | 0.023946
1992 | 196.8021 | 0 | 0 | 0.08613 | 0 | 0 | 0 | 0.05481 | 0.027937
1992 | 196.8125 | 0 | 0 | 0 | 0 | 0 | 0 | -0.01566 | 0.031928
1992 | 196.8229 | 0 | 0 | 0 | 0 | 0 | 0 | 0.05481 | 0.007982
1992 | 196.8333 | 0 | 0 | 0 | 0 | 0 | 0 | 0.02349 | 0.011973
1992 | 196.8437 | 0 | 0 | 0 | 0 | 0 | 0 | 0.027405 | -0.007982
1992 | 196.8542 | 0 | 0 | 0 | 0 | 0 | 0 | -0.011745 | 0.023946
1992 | 196.8646 | 0 | 0 | 0 | 0 | 0 | 0 | -0.00783 | 0.03991
1992 | 196.875 | 0 | 0 | 0 | 0 | 0 | 0 | 0.03132 | -0.019955
1992 | 196.8854 | 0 | 0 | 0 | 0 | 0 | 0 | 0.03132 | 0.011973
1992 | 196.8958 | 0 | 0 | 0 | 0 | 0 | 0 | 0.00783 | -0.003991
1992 | 196.9062 | 0 | 0 | 0 | 0 | 0 | 0 | -0.00783 | 0.003991
1992 | 196.9167 | 0 | 0 | 0 | 0 | 0 | 0 | 0.003915 | 0.011973
1992 | 196.9271 | 0 | 0 | 0 | 0 | 0 | 0 | 0.02349 | 0
1992 | 196.9375 | 0 | 0 | 0 | 0 | 0 | 0 | 0 | 0
1992 | 196.9479 | 0 | 0 | 0 | 0 | 0 | 0 | -0.011745 | 0.011973
1992 | 196.9583 | 0 | 0 | 0 | 0 | 0 | 0 | 0.035235 | 0
1992 | 196.9687 | 0 | 0 | 0 | 0 | 0 | 0 | -0.02349 | 0
1992 | 196.9792 | 0 | 0.007982 | 0 | 0 | 0 | 0 | 0 | 0.011973
1992 | 196.9896 | 0 | 0 | 0 | 0 | 0 | 0 | 0.00783 | 0
1992 | 197 | 0 | 0 | 0 | 0 | 0 | 0 | -0.003915 | 0.003991
1992 | 197.0104 | 0 | 0 | 0 | 0 | 0 | 0 | 0 | -0.003991
1992 | 197.0208 | 0 | 0 | 0 | 0 | 0 | 0 | -0.003915 | 0.003991
1992 | 197.0312 | 0 | 0 | 0 | 0 | 0 | 0 | 0.003915 | 5.6843e-14
1992 | 197.0417 | 0 | 0 | 0 | 0 | 0 | 0 | 0.019575 | 0
1992 | 197.0521 | 0 | 0 | 0 | 0 | 0 | 0 | -0.019575 | 0
1992 | 197.0625 | 0.00783 | 0 | 0 | 0 | 0 | 0 | -0.003915 | 0.015964
1992 | 197.0729 | 0.00783 | 0 | 0 | 0 | 0 | 0 | 0.003915 | 0.007982
1992 | 197.0833 | 0 | 0 | 0 | 0 | 0 | 0 | 0.00783 | 0
1992 | 197.0937 | 0 | 0 | 0 | 0 | 0 | 0 | 0.003915 | -0.003991
1992 | 197.1042 | 0 | 0.007982 | 0 | 0 | 0 | 0 | 0 | -5.6843e-14
1992 | 197.1146 | 0 | 0 | 0 | 0 | 0 | 0 | -0.003915 | -0.003991
1992 | 197.125 | 0 | 0.015964 | 0 | 0 | 0 | 0 | 0.011745 | -1.1369e-13
1992 | 197.1354 | 0 | 0.007982 | 0 | 0 | 0 | 0 | -0.003915 | 0.003991
1992 | 197.1458 | 0 | 0 | 0 | 0 | 0 | 0 | -0.003915 | -0.003991
1992 | 197.1562 | 0 | 0.007982 | 0 | 0 | 0 | 0 | -0.011745 | -5.6843e-14
1992 | 197.1667 | 0 | 0 | 0 | 0 | 0 | 0 | -0.00783 | 0
1992 | 197.1771 | 0 | 0 | 0 | 0 | 0 | 0 | 0.003915 | -0.007982
1992 | 197.1875 | 0.00783 | 0 | 0 | 0 | 0 | 0 | -0.00783 | 0.003991
1992 | 197.1979 | 0 | 0 | 0 | 0 | 0 | 0 | -0.00783 | 0.007982
1992 | 197.2083 | 0 | 0 | 0 | 0 | 0 | 0 | -0.01566 | -0.007982
1992 | 197.2187 | 0 | 0 | 0 | 0 | 0 | 0 | 0.00783 | 0.003991
1992 | 197.2292 | 0 | 0 | 0 | 0 | 0 | 0 | 0.02349 | -0.011973
1992 | 197.2396 | 0 | 0 | 0 | 0 | 0 | 0 | -0.01566 | -0.007982
1992 | 197.25 | 0 | 0.015964 | 0 | 0 | 0 | 0 | -0.00783 | 0.003991
1992 | 197.2604 | 0 | 0.007982 | 0 | 0 | 0 | 0 | 1.1369e-13 | -5.6843e-14
1992 | 197.2708 | 0 | 0.007982 | 0 | 0 | 0 | 0 | 0.01566 | -0.003991
1992 | 197.2812 | 0 | 0.007982 | 0 | 0 | 0 | 0 | 0.01566 | -0.003991
1992 | 197.2917 | 0 | 0.007982 | 0 | 0 | 0 | 0 | -0.011745 | -5.6843e-14
1992 | 197.3021 | 0 | 0 | 0 | 0 | 0 | 0 | -0.003915 | 0.007982
1992 | 197.3125 | 0 | 0 | 0 | 0 | 0 | 0 | 0.003915 | 0.011973
1992 | 197.3229 | 0 | 0 | 0 | 0 | 0 | 0 | 0.011745 | 0.023946
1992 | 197.3333 | 0 | 0 | 0 | 0 | 0 | 0 | 0.01566 | 0.03991
1992 | 197.3437 | 0 | 0 | 0 | 0 | 0 | 0 | 0.02349 | 0.03991
1992 | 197.3542 | 0 | 0 | 0 | 0 | 0 | 0 | -0.02349 | 0.035919
1992 | 197.3646 | 0 | 0 | 0 | 0 | 0 | 0 | 0.04698 | 0.023946
1992 | 197.375 | 0 | 0 | 0 | 0 | 0 | 0 | 0.003915 | 0.035919
1992 | 197.3854 | 0 | 0 | 0 | 0 | 0 | 0 | 0.00783 | 0.023946
1992 | 197.3958 | 0 | 0 | 0 | 0 | 0 | 0 | 0.02349 | 0.007982
1992 | 197.4062 | 0 | 0 | 0 | 0 | 0 | 0 | -0.019575 | 0.027937
1992 | 197.4167 | 0 | 0 | 0 | 0 | 0 | 0 | 0.058725 | 0.027937
1992 | 197.4271 | 0 | 0 | 0 | 0 | 0 | 0 | 0.03915 | 0.035919
1992 | 197.4375 | 0 | 0 | 0 | 0 | 0 | 0 | 0.04698 | 0.023946
1992 | 197.4479 | 0 | 0 | 0 | 0 | 0 | 0 | 0.019575 | 0.007982
1992 | 197.4583 | 0 | 0 | 0 | 0 | 0 | 0 | 0.082215 | 0.019955
1992 | 197.4687 | 0 | 0 | 0 | 0 | 0 | 0 | 0.03132 | 0.023946
1992 | 197.4792 | 0 | 0 | 0 | 0 | 0 | 0 | 0.003915 | 0.035919
1992 | 197.4896 | 0 | 0 | 0 | 0 | 0 | 0 | 0.050895 | 0.027937
1992 | 197.5 | 0 | 0 | 0 | 0 | 0 | 0 | 0.03915 | 0.035919
1992 | 197.5104 | 0 | 0 | 0 | 0 | 0 | 0 | 0.05481 | 0.023946
1992 | 197.5208 | 0 | 0 | 0 | 0 | 0 | 0 | 0.05481 | 0.03991
1992 | 197.5312 | 0 | 0 | 0 | 0 | 0 | 0 | 0.03915 | 0.043901
1992 | 197.5417 | 0 | 0 | 0 | 0 | 0 | 0 | 0.06264 | 0.031928
1992 | 197.5521 | 0 | 0 | 0 | 0 | 0 | 0 | 0.04698 | 0.035919
1992 | 197.5625 | 0 | 0 | 0 | 0 | 0 | 0 | 0.03915 | 0.027937
1992 | 197.5729 | 0 | 0 | 0 | 0 | 0 | 0 | 0.04698 | 0.035919
1992 | 197.5833 | 0 | 0 | 0 | 0 | 0 | 0 | 0.03132 | 0.055874
1992 | 197.5937 | 0 | 0 | 0 | 0 | 0 | 0 | 0.019575 | 0.023946
1992 | 197.6042 | 0 | 0 | 0 | 0 | 0 | 0 | 0.050895 | 0.043901
1992 | 197.6146 | 0 | 0 | 0 | 0 | 0 | 0 | 0.06264 | 0.031928
1992 | 197.625 | 0 | 0 | 0 | 0 | 0 | 0 | 0.003915 | 0.043901
1992 | 197.6354 | 0 | 0 | 0 | 0 | 0 | 0 | 0.043065 | 0.03991
1992 | 197.6458 | 0 | 0 | 0 | 0 | 0 | 0 | 0.02349 | 0.043901
1992 | 197.6562 | 0 | 0 | 0 | 0 | 0 | 0 | 0.043065 | 0.019955
1992 | 197.6667 | 0 | 0 | 0 | 0 | 0 | 0 | -0.00783 | 0.035919
1992 | 197.6771 | 0 | 0 | 0 | 0 | 0 | 0 | 0.074385 | 0.031928
1992 | 197.6875 | 0 | 0 | 0 | 0 | 0 | 0 | 0.01566 | 0.03991
1992 | 197.6979 | 0 | 0 | 0 | 0 | 0 | 0 | 0.02349 | 0.019955
1992 | 197.7083 | 0 | 0 | 0 | 0 | 0 | 0 | -0.003915 | 0.035919
1992 | 197.7187 | 0 | 0 | 0 | 0 | 0 | 0 | 0.02349 | 0.035919
1992 | 197.7292 | 0 | 0 | 0 | 0 | 0 | 0 | 0.05481 | 0.031928
1992 | 197.7396 | 0 | 0 | 0 | 0 | 0 | 0 | 0.043065 | 0.023946
1992 | 197.75 | 0 | 0 | 0 | 0 | 0 | 0 | 0.02349 | 0.019955
1992 | 197.7604 | 0 | 0 | 0 | 0 | 0 | 0 | 0.03915 | 0.023946
1992 | 197.7708 | 0 | 0 | 0 | 0 | 0 | 0 | 0.027405 | 0.019955
1992 | 197.7812 | 0 | 0 | 0 | 0 | 0 | 0 | 0.019575 | 0.011973
1992 | 197.7917 | 0 | 0 | 0 | 0 | 0 | 0 | 0.027405 | 0.023946
1992 | 197.8021 | 0 | 0 | 0 | 0 | 0 | 0 | -0.00783 | 0
1992 | 197.8125 | 0 | 0 | 0 | 0 | 0 | 0 | 0.00783 | 0.015964
1992 | 197.8229 | 0 | 0 | 0 | 0 | 0 | 0 | -0.00783 | 0.011973
1992 | 197.8333 | 0 | 0 | 0 | 0 | 0 | 0 | 0.003915 | 0.015964
1992 | 197.8437 | 0 | 0 | 0 | 0 | 0 | 0 | 0 | 0.007982
1992 | 197.8542 | 0.01566 | 0 | 0 | 0 | 0 | 0 | 0.011745 | 0.023946
1992 | 197.8646 | 0 | 0 | 0 | 0 | 0 | 0 | 0.027405 | 0
1992 | 197.875 | 0 | 0 | 0 | 0 | 0 | 0 | 0 | 0.011973
1992 | 197.8854 | 0 | 0 | 0 | 0 | 0 | 0 | 0.011745 | 0.003991
1992 | 197.8958 | 0 | 0 | 0 | 0 | 0 | 0 | 0 | 0.011973
1992 | 197.9062 | 0 | 0 | 0 | 0 | 0 | 0 | 0.011745 | 0.003991
1992 | 197.9167 | 0 | 0 | 0 | 0 | 0 | 0 | 0.00783 | 0.011973
1992 | 197.9271 | 0 | 0 | 0 | 0 | 0 | 0 | 0 | 0
1992 | 197.9375 | 0 | 0 | 0 | 0 | 0 | 0 | 0.019575 | 0.011973
1992 | 197.9479 | 0 | 0 | 0 | 0 | 0 | 0 | -0.003915 | 0.007982
1992 | 197.9583 | 0 | 0 | 0 | 0 | 0 | 0 | -0.011745 | 0.003991
1992 | 197.9687 | 0 | 0 | 0 | 0 | 0 | 0 | 0.00783 | 0.007982
1992 | 197.9792 | 0 | 0 | 0 | 0 | 0 | 0 | -0.00783 | 0
1992 | 197.9896 | 0 | 0 | 0 | 0 | 0 | 0 | 0.003915 | 0.003991
1992 | 198 | 0.01566 | 0 | 0 | 0 | 0 | 0 | 0.003915 | 0.023946
1992 | 198.0104 | 0.00783 | 0 | 0 | 0 | 0 | 0 | 0 | 0
1992 | 198.0208 | 0 | 0 | 0 | 0 | 0 | 0 | 0.043065 | -0.007982
1992 | 198.0312 | 0 | 0 | 0 | 0 | 0 | 0 | -0.027405 | 0.043901
1992 | 198.0417 | 0 | 0.063856 | 0 | 0 | 0 | 0 | -0.05481 | 0.03991
1992 | 198.0521 | 0 | 0 | 0 | 0 | 0 | 0 | 0.027405 | 0.059865
1992 | 198.0625 | 0 | 0 | 0 | 0 | 0 | 0 | 0.027405 | -0.047892
1992 | 198.0729 | 0 | 0 | 0 | 0 | 0 | 0 | -0.035235 | 0.007982
1992 | 198.0833 | 0.03915 | 0 | 0 | 0 | 0 | 0 | 0.011745 | 0.015964
1992 | 198.0937 | 0 | 0 | 0 | 0 | 0 | 0 | 0.011745 | 0.031928
1992 | 198.1042 | 0 | 0 | 0 | 0 | 0 | 0 | -0.003915 | -0.007982
1992 | 198.1146 | 0 | 0 | 0 | 0 | 0 | 0 | 0.003915 | 0.015964
1992 | 198.125 | 0 | 0 | 0 | 0 | 0 | 0 | 0.027405 | 0.023946
1992 | 198.1354 | 0 | 0 | 0 | 0 | 0 | 0 | 0.03132 | -0.003991
1992 | 198.1458 | 0 | 0 | 0 | 0 | 0 | 0 | 0.05481 | -0.003991
1992 | 198.1562 | 0 | 0 | 0 | 0 | 0 | 0 | -0.003915 | -0.011973
1992 | 198.1667 | 0 | 0 | 0 | 0 | 0 | 0 | -0.003915 | -0.003991
1992 | 198.1771 | 0.05481 | 0 | 0 | 0 | 0 | 0 | 0.00783 | 0
1992 | 198.1875 | 0 | 0 | 0 | 0 | 0 | 0 | 0 | 0.007982
1992 | 198.1979 | 0 | 0 | 0 | 0 | 0 | 0 | 0.027405 | 0
1992 | 198.2083 | 0 | 0 | 0 | 0 | 0 | 0 | -0.011745 | 0.019955
1992 | 198.2187 | 0 | 0 | 0 | 0 | 0 | 0 | -0.019575 | 0.023946
1992 | 198.2292 | 0 | 0 | 0 | 0 | 0 | 0 | 0.03132 | -0.015964
1992 | 198.2396 | 0 | 0 | 0 | 0 | 0 | 0 | -0.003915 | 0.007982
1992 | 198.25 | 0 | 0 | 0 | 0 | 0 | 0 | 0.019575 | -0.011973
1992 | 198.2604 | 0 | 0.015964 | 0 | 0 | 0 | 0 | 0.011745 | -5.6843e-14
1992 | 198.2708 | 0 | 0 | 0 | 0 | 0 | 0 | 0.00783 | -0.003991
1992 | 198.2812 | 0 | 0 | 0 | 0 | 0 | 0 | 0.003915 | 0.011973
1992 | 198.2917 | 0 | 0 | 0 | 0 | 0 | 0 | 0 | 0.003991
1992 | 198.3021 | 0 | 0 | 0 | 0 | 0 | 0 | 0.003915 | 0.007982
1992 | 198.3125 | 0.01566 | 0 | 0 | 0 | 0 | 0 | -0.027405 | 0
1992 | 198.3229 | 0 | 0 | 0 | 0 | 0 | 0 | 0.02349 | 0.019955
1992 | 198.3333 | 0 | 0 | 0 | 0 | 0 | 0 | 0.00783 | 0.011973
1992 | 198.3437 | 0 | 0 | 0 | 0 | 0 | 0 | 0.03132 | 0.019955
1992 | 198.3542 | 0 | 0 | 0 | 0 | 0 | 0 | 0.003915 | 0.011973
1992 | 198.3646 | 0 | 0 | 0 | 0 | 0 | 0 | 0 | 0.007982
1992 | 198.375 | 0 | 0 | 0 | 0 | 0 | 0 | 0.03915 | 0.023946
1992 | 198.3854 | 0 | 0 | 0 | 0 | 0 | 0 | 0.011745 | 0.003991
1992 | 198.3958 | 0 | 0 | 0 | 0 | 0 | 0 | 0.019575 | 0.019955
1992 | 198.4062 | 0 | 0 | 0 | 0 | 0 | 0 | 0.02349 | 0.019955
1992 | 198.4167 | 0 | 0 | 0 | 0 | 0 | 0 | 0.010375 | 0.007982
1992 | 198.4271 | 0 | 0 | 0 | 0 | 0 | 0 | 0.016639 | 0.019955
1992 | 198.4375 | 0 | 0 | 0 | 0 | 0 | 0 | 0.003915 | 0.003991
1992 | 198.4479 | 0 | 0 | 0 | 0 | 0 | 0 | 0.02349 | 0.019955
1992 | 198.4583 | 0 | 0 | 0 | 0 | 0 | 0 | 0.01566 | 0.003991
1992 | 198.4687 | 0 | 0 | 0 | 0 | 0 | 0 | 0.02349 | 0.035919
1992 | 198.4792 | 0 | 0 | 0 | 0 | 0 | 0 | 0.01566 | 0.019955
1992 | 198.4896 | 0 | 0 | 0 | 0 | 0 | 0 | 0.019575 | 0.003991
1992 | 198.5 | 0 | 0 | 0 | 0 | 0 | 0 | 0 | 0.03991
1992 | 198.5104 | 0 | 0 | 0 | 0 | 0 | 0 | 0.05481 | 0
1992 | 198.5208 | 0 | 0 | 0 | 0 | 0 | 0 | 0.00783 | 0.035919
1992 | 198.5312 | 0 | 0 | 0 | 0 | 0 | 0 | -0.01566 | 0.019955
1992 | 198.5417 | 0 | 0 | 0 | 0 | 0 | 0 | 0.050895 | 0.019955
1992 | 198.5521 | 0 | 0 | 0 | 0 | 0 | 0 | 0.03132 | 0.031928
1992 | 198.5625 | 0 | 0 | 0 | 0 | 0 | 0 | 0.00783 | 0.015964
1992 | 198.5729 | 0 | 0 | 0 | 0 | 0 | 0 | 0.027405 | 0.015964
1992 | 198.5833 | 0 | 0 | 0 | 0 | 0 | 0 | 0.019575 | 0.051883
1992 | 198.5937 | 0 | 0 | 0 | 0 | 0 | 0 | 0.02349 | 0
1992 | 198.6042 | 0 | 0 | 0 | 0 | 0 | 0 | 0.05481 | 0.027937
1992 | 198.6146 | 0 | 0 | 0 | 0 | 0 | 0 | 0.003915 | -0.003991
1992 | 198.625 | 0 | 0 | 0 | 0 | 0 | 0 | 0.00783 | 0.047892
1992 | 198.6354 | 0 | 0 | 0 | 0 | 0 | 0 | 0.03132 | 0.011973
1992 | 198.6458 | 0 | 0 | 0 | 0 | 0 | 0 | 0.01566 | 0.035919
1992 | 198.6562 | 0 | 0 | 0 | 0 | 0 | 0 | 0.035235 | 0.023946
1992 | 198.6667 | 0 | 0 | 0 | 0 | 0 | 0 | -0.003915 | 0.031928
1992 | 198.6771 | 0 | 0 | 0 | 0 | 0 | 0 | 0.04698 | 0.007982
1992 | 198.6875 | 0 | 0 | 0 | 0 | 0 | 0 | -0.00783 | 0.011973
1992 | 198.6979 | 0 | 0 | 0 | 0 | 0 | 0 | 0.01566 | 0.031928
1992 | 198.7083 | 0 | 0 | 0 | 0 | 0 | 0 | 0.035235 | 0.019955
1992 | 198.7187 | 0 | 0 | 0 | 0 | 0 | 0 | 0.011745 | 0.011973
1992 | 198.7292 | 0 | 0 | 0 | 0 | 0 | 0 | 0.027405 | 0.031928
1992 | 198.7396 | 0 | 0 | 0 | 0 | 0 | 0 | 0.00783 | 0.003991
1992 | 198.75 | 0 | 0 | 0 | 0 | 0 | 0 | 0.003915 | 0.023946
1992 | 198.7604 | 0.04698 | 0 | 0 | 0 | 0 | 0 | -0.003915 | 0.03991
1992 | 198.7708 | 0 | 0 | 0 | 0 | 0 | 0 | 0.03915 | -0.003991
1992 | 198.7812 | 0 | 0 | 0 | 0 | 0 | 0 | 0.02349 | 0.011973
1992 | 198.7917 | 0 | 0 | 0 | 0 | 0 | 0 | 0.011745 | 0
1992 | 198.8021 | 0 | 0 | 0 | 0 | 0 | 0 | -0.003915 | 0.007982
1992 | 198.8125 | 0 | 0 | 0 | 0 | 0 | 0 | 0.03915 | 0.003991
1992 | 198.8229 | 0 | 0 | 0 | 0 | 0 | 0 | 0.003915 | -0.007982
1992 | 198.8333 | 0 | 0 | 0 | 0 | 0 | 0 | 0.003915 | 0.007982
1992 | 198.8437 | 0 | 0 | 0 | 0 | 0 | 0 | 0.00783 | 0
1992 | 198.8542 | 0 | 0 | 0 | 0 | 0 | 0 | 0.011745 | -0.003991
1992 | 198.8646 | 0 | 0 | 0 | 0 | 0 | 0 | -0.003915 | 0.007982
1992 | 198.875 | 0 | 0 | 0 | 0 | 0 | 0 | -0.00783 | 0.007982
1992 | 198.8854 | 0 | 0 | 0 | 0 | 0 | 0 | 0.003915 | 0.011973
1992 | 198.8958 | 0 | 0 | 0 | 0 | 0 | 0 | 0.01566 | -0.007982
1992 | 198.9062 | 0 | 0 | 0 | 0 | 0 | 0 | 0.00783 | 5.6843e-14
1992 | 198.9167 | 0 | 0 | 0 | 0 | 0 | 0 | 0.00783 | -0.003991
1992 | 198.9271 | 0 | 0 | 0 | 0 | 0 | 0 | -0.00783 | 0.011973
1992 | 198.9375 | 0 | 0 | 0 | 0 | 0 | 0 | 0.01566 | -0.007982
1992 | 198.9479 | 0 | 0 | 0 | 0 | 0 | 0 | -0.011745 | 0.007982
1992 | 198.9583 | 0 | 0 | 0 | 0 | 0 | 0 | -0.003915 | 0
1992 | 198.9687 | 0 | 0 | 0 | 0 | 0 | 0 | 0.01566 | 0
1992 | 198.9792 | 0 | 0 | 0 | 0 | 0 | 0 | 0.003915 | 0
1992 | 198.9896 | 0 | 0 | 0 | 0 | 0 | 0 | -0.00783 | 0
1992 | 199 | 0 | 0 | 0 | 0 | 0 | 0 | 0 | 0.007982
1992 | 199.0104 | 0 | 0 | 0 | 0 | 0 | 0 | 0 | 0
1992 | 199.0208 | 0 | 0 | 0 | 0 | 0 | 0 | 0.011745 | -0.011973
1992 | 199.0312 | 0 | 0 | 0 | 0 | 0 | 0 | 0.00783 | 0
1992 | 199.0417 | 0 | 0 | 0 | 0 | 0 | 0 | -0.00783 | -0.003991
1992 | 199.0521 | 0 | 0 | 0 | 0 | 0 | 0 | 0.003915 | 0.007982
1992 | 199.0625 | 0 | 0 | 0 | 0 | 0 | 0 | 0.003915 | -0.003991
1992 | 199.0729 | 0 | 0 | 0 | 0 | 0 | 0 | 0.003915 | 0.003991
1992 | 199.0833 | 0 | 0 | 0 | 0 | 0 | 0 | 0 | -0.003991
1992 | 199.0937 | 0 | 0 | 0 | 0 | 0 | 0 | -0.003915 | -0.003991
1992 | 199.1042 | 0 | 0 | 0 | 0 | 0 | 0 | 0.003915 | 0.003991
1992 | 199.1146 | 0 | 0 | 0 | 0 | 0 | 0 | 0.00783 | -0.003991
1992 | 199.125 | 0 | 0 | 0 | 0 | 0 | 0 | -0.00783 | 0
1992 | 199.1354 | 0 | 0 | 0 | 0 | 0 | 0 | 0.00783 | -0.003991
1992 | 199.1458 | 0 | 0 | 0 | 0 | 0 | 0 | 0 | 0.003991
1992 | 199.1562 | 0 | 0 | 0 | 0 | 0 | 0 | -0.00783 | -0.003991
1992 | 199.1667 | 0 | 0 | 0 | 0 | 0 | 0 | 0.003915 | 0.003991
1992 | 199.1771 | 0 | 0 | 0 | 0 | 0 | 0 | 0.003915 | -0.007982
1992 | 199.1875 | 0 | 0 | 0 | 0 | 0 | 0 | -0.003915 | -0.003991
1992 | 199.1979 | 0 | 0 | 0 | 0 | 0 | 0 | 0.00783 | 0.003991
1992 | 199.2083 | 0 | 0 | 0 | 0 | 0 | 0 | -0.01566 | -0.007982
1992 | 199.2187 | 0 | 0 | 0 | 0 | 0 | 0 | -0.003915 | -0.003991
1992 | 199.2292 | 0 | 0 | 0 | 0 | 0 | 0 | 0.003915 | -0.007982
1992 | 199.2396 | 0 | 0 | 0 | 0 | 0 | 0 | 0.003915 | -0.003991
1992 | 199.25 | 0 | 0 | 0 | 0 | 0 | 0 | -0.003915 | -0.003991
1992 | 199.2604 | 0.01566 | 0 | 0 | 0 | 0 | 0 | 0.003915 | -0.003991
1992 | 199.2708 | 0 | 0.007982 | 0 | 0 | 0 | 0 | 0 | 0.003991
1992 | 199.2812 | 0 | 0 | 0 | 0 | 0 | 0 | -0.003915 | 0.011973
1992 | 199.2917 | 0 | 0 | 0 | 0 | 0 | 0 | 0 | 0.011973
1992 | 199.3021 | 0 | 0 | 0 | 0 | 0 | 0 | 0.011745 | 0.015964
1992 | 199.3125 | 0.01566 | 0 | 0 | 0 | 0 | 0 | 0 | 0.019955
1992 | 199.3229 | 0 | 0 | 0 | 0 | 0 | 0 | 0.019575 | 0.023946
1992 | 199.3333 | 0 | 0 | 0 | 0 | 0 | 0 | 0 | 0.031928
1992 | 199.3437 | 0 | 0 | 0 | 0 | 0 | 0 | 0.00783 | 0.019955
1992 | 199.3542 | 0 | 0 | 0 | 0 | 0 | 0 | 0.00783 | 0.03991
1992 | 199.3646 | 0 | 0 | 0 | 0 | 0 | 0 | 0 | 0.019955
1992 | 199.375 | 0 | 0 | 0 | 0 | 0 | 0 | 0.02349 | 0.019955
1992 | 199.3854 | 0 | 0 | 0 | 0 | 0 | 0 | 0.027405 | 0.019955
1992 | 199.3958 | 0 | 0 | 0 | 0 | 0 | 0 | 0.03132 | 0.015964
1992 | 199.4062 | 0 | 0 | 0 | 0 | 0 | 0 | -0.003915 | 0.043901
1992 | 199.4167 | 0 | 0 | 0 | 0 | 0 | 0 | 0.035235 | 0.003991
1992 | 199.4271 | 0 | 0 | 0 | 0 | 0 | 0 | 0.035235 | 0.011973
1992 | 199.4375 | 0 | 0 | 0 | 0 | 0 | 0 | 0.03915 | 0.015964
1992 | 199.4479 | 0 | 0 | 0 | 0 | 0 | 0 | 0.035235 | 0.015964
1992 | 199.4583 | 0 | 0 | 0 | 0 | 0 | 0 | 0.02349 | 0.015964
1992 | 199.4687 | 0 | 0 | 0 | 0 | 0 | 0 | 0.058725 | 0.019955
1992 | 199.4792 | 0 | 0 | 0 | 0 | 0 | 0 | 0.02349 | 0.015964
1992 | 199.4896 | 0 | 0 | 0 | 0 | 0 | 0 | 0.043065 | 0.027937
1992 | 199.5 | 0 | 0 | 0 | 0 | 0 | 0 | 0.03915 | 0.03991
1992 | 199.5104 | 0 | 0 | 0 | 0 | 0 | 0 | 0.00783 | 0.003991
1992 | 199.5208 | 0 | 0 | 0 | 0 | 0 | 0 | 0.011745 | 0.027937
1992 | 199.5312 | 0 | 0 | 0 | 0 | 0 | 0 | 0.050895 | 0.011973
1992 | 199.5417 | 0 | 0 | 0 | 0 | 0 | 0 | 0.02349 | 0.015964
1992 | 199.5521 | 0 | 0 | 0 | 0 | 0 | 0 | 0.01566 | 0.019955
1992 | 199.5625 | 0 | 0 | 0 | 0 | 0 | 0 | 0.01566 | 0.035919
1992 | 199.5729 | 0 | 0 | 0 | 0 | 0 | 0 | 0.019575 | 0.03991
1992 | 199.5833 | 0 | 0 | 0 | 0 | 0 | 0 | 0.027405 | 0.015964
1992 | 199.5937 | 0 | 0 | 0 | 0 | 0 | 0 | 0.019575 | 0.031928
1992 | 199.6042 | 0 | 0 | 0 | 0 | 0 | 0 | 0.003915 | 0.055874
1992 | 199.6146 | 0 | 0 | 0 | 0 | 0 | 0 | 0.03915 | 0.003991
1992 | 199.625 | 0 | 0 | 0 | 0 | 0 | 0 | 0.050895 | 0.051883
1992 | 199.6354 | 0 | 0 | 0 | 0 | 0 | 0 | 0 | 0.031928
1992 | 199.6458 | 0 | 0 | 0 | 0 | 0 | 0 | 0.019575 | 0.003991
1992 | 199.6562 | 0 | 0 | 0 | 0 | 0 | 0 | 0.003915 | 0.023946
1992 | 199.6667 | 0 | 0 | 0 | 0 | 0 | 0 | -0.003915 | 0.023946
1992 | 199.6771 | 0 | 0 | 0 | 0 | 0 | 0 | 0.03915 | 0.019955
1992 | 199.6875 | 0 | 0 | 0 | 0 | 0 | 0 | 0.043065 | 0.031928
1992 | 199.6979 | 0 | 0 | 0 | 0 | 0 | 0 | 0.011745 | 0.03991
1992 | 199.7083 | 0 | 0 | 0 | 0 | 0 | 0 | 0.011745 | 0.011973
1992 | 199.7187 | 0 | 0 | 0 | 0 | 0 | 0 | 0.04698 | 0.003991
1992 | 199.7292 | 0 | 0 | 0 | 0 | 0 | 0 | 0.019575 | 0.011973
1992 | 199.7396 | 0 | 0 | 0 | 0 | 0 | 0 | -0.003915 | 0.027937
1992 | 199.75 | 0 | 0 | 0 | 0 | 0 | 0 | 0 | 0.011973
1992 | 199.7604 | 0 | 0 | 0 | 0 | 0 | 0 | 0.035235 | 0.003991
1992 | 199.7708 | 0 | 0 | 0 | 0 | 0 | 0 | -0.003915 | 0.019955
1992 | 199.7812 | 0 | 0 | 0 | 0 | 0 | 0 | 0.019575 | 0.015964
1992 | 199.7917 | 0 | 0 | 0 | 0 | 0 | 0 | 0.01566 | 0.011973
1992 | 199.8021 | 0 | 0 | 0 | 0 | 0 | 0 | 0.01566 | 0.011973
1992 | 199.8125 | 0 | 0 | 0 | 0 | 0 | 0 | 0.011745 | 0.003991
1992 | 199.8229 | 0 | 0 | 0 | 0 | 0 | 0 | 0.027405 | 0.011973
1992 | 199.8333 | 0 | 0 | 0 | 0 | 0 | 0 | 0.011745 | 0
1992 | 199.8437 | 0 | 0 | 0 | 0 | 0 | 0 | 0 | 0.011973
1992 | 199.8542 | 0 | 0 | 0.10179 | 0.031928 | 0 | 0 | 0.011745 | 0
1992 | 199.8646 | 0 | 0 | 0.27405 | 0.24744 | 0 | 0 | 2.2737e-13 | 0
1992 | 199.875 | 0 | 0 | 1.057 | 1.2532 | 0 | 0 | 0 | 0
1992 | 199.8854 | 0 | 0 | 0.97092 | 1.5246 | 0 | 0 | 0 | 0
1992 | 199.8958 | 0 | 0 | 0.64989 | 0.67049 | 0 | 0 | 0 | -5.6843e-14
1992 | 199.9062 | 0 | 0 | 0.50112 | 0.51085 | 0 | 0 | 0 | 5.6843e-14
1992 | 199.9167 | 0 | 0 | 0.01566 | 0.007982 | 0 | 0 | 0.035235 | 0.019955
1992 | 199.9271 | 0 | 0 | 0 | 0 | 0 | 0 | 0.04698 | -0.007982
1992 | 199.9375 | 0 | 0 | 0 | 0 | 0 | 0 | -0.003915 | 0.027937
1992 | 199.9479 | 0 | 0 | 0 | 0 | 0 | 0 | 0.01566 | 0.003991
1992 | 199.9583 | 0 | 0 | 0 | 0 | 0 | 0 | -0.011745 | 0.019955
1992 | 199.9687 | 0 | 0 | 0 | 0 | 0 | 0 | 0.03915 | 0.015964
1992 | 199.9792 | 0 | 0 | 0 | 0 | 0 | 0 | 0.02349 | 0.019955
1992 | 199.9896 | 0 | 0 | 0 | 0 | 0 | 0 | 0.01566 | -0.003991
1992 | 200 | 0 | 0 | 0 | 0 | 0 | 0 | 0.00783 | 0.007982
1992 | 200.0104 | 0 | 0 | 0 | 0 | 0 | 0 | 0.00783 | 0
1992 | 200.0208 | 0 | 0 | 0 | 0 | 0 | 0 | -0.003915 | 0.027937
1992 | 200.0312 | 0 | 0 | 0 | 0 | 0 | 0 | 0.019575 | 0
1992 | 200.0417 | 0 | 0 | 0 | 0 | 0 | 0 | 0.003915 | -0.003991
1992 | 200.0521 | 0 | 0 | 0 | 0 | 0 | 0 | 0.00783 | 0
1992 | 200.0625 | 0 | 0 | 0 | 0 | 0 | 0 | -0.003915 | -0.003991
1992 | 200.0729 | 0 | 0 | 0 | 0 | 0 | 0 | 0.011745 | 0.003991
1992 | 200.0833 | 0 | 0.007982 | 0 | 0 | 0 | 0 | -0.00783 | -0.007982
1992 | 200.0937 | 0 | 0 | 0 | 0 | 0 | 0 | -0.003915 | 0.007982
1992 | 200.1042 | 0 | 0 | 0 | 0 | 0 | 0 | 0.00783 | 0
1992 | 200.1146 | 0 | 0.007982 | 0 | 0 | 0 | 0 | 0.003915 | 0
1992 | 200.125 | 0 | 0 | 0 | 0 | 0 | 0 | -0.00783 | 0
1992 | 200.1354 | 0 | 0.007982 | 0 | 0 | 0 | 0 | 0.003915 | -0.003991
1992 | 200.1458 | 0 | 0 | 0 | 0 | 0 | 0 | -0.00783 | 0.003991
1992 | 200.1562 | 0 | 0 | 0 | 0 | 0 | 0 | 0.003915 | 0.003991
1992 | 200.1667 | 0.01566 | 0 | 0 | 0 | 0 | 0 | 0.003915 | -0.007982
1992 | 200.1771 | 0 | 0 | 0 | 0 | 0 | 0 | -0.003915 | -0.003991
1992 | 200.1875 | 0 | 0 | 0 | 0 | 0 | 0 | 0.02349 | 0.007982
1992 | 200.1979 | 0 | 0 | 0 | 0 | 0 | 0 | 0.003915 | -0.003991
1992 | 200.2083 | 0.02349 | 0 | 0 | 0 | 0 | 0 | 0.003915 | -0.003991
1992 | 200.2187 | 0.00783 | 0 | 0 | 0 | 0 | 0 | 0.00783 | 0
1992 | 200.2292 | 0 | 0 | 0 | 0 | 0 | 0 | 0.027405 | -0.003991
1992 | 200.2396 | 0.03132 | 0.007982 | 0 | 0 | 0 | 0 | 0.00783 | -0.003991
1992 | 200.25 | 0 | 0 | 0 | 0 | 0 | 0 | 0.01566 | 0
1992 | 200.2604 | 0 | 0.007982 | 0 | 0 | 0 | 0 | -0.019575 | -5.6843e-14
1992 | 200.2708 | 0 | 0 | 0 | 0 | 0 | 0 | 0.003915 | 0
1992 | 200.2812 | 0 | 0 | 0 | 0 | 0 | 0 | -0.00783 | 0.007982
1992 | 200.2917 | 0 | 0 | 0 | 0 | 0 | 0 | 0.011745 | 0.011973
1992 | 200.3021 | 0 | 0 | 0 | 0 | 0 | 0 | 0.02349 | 0.023946
1992 | 200.3125 | 0 | 0 | 0 | 0 | 0 | 0 | -0.003915 | 0.015964
1992 | 200.3229 | 0 | 0 | 0 | 0 | 0 | 0 | 0 | 0.043901
1992 | 200.3333 | 0 | 0 | 0 | 0 | 0 | 0 | 0.011745 | 0.051883
1992 | 200.3437 | 0 | 0 | 0 | 0 | 0 | 0 | 0.027405 | 0.059865
1992 | 200.3542 | 0 | 0 | 0 | 0 | 0 | 0 | 0.027405 | 0.083811
1992 | 200.3646 | 0 | 0 | 0 | 0 | 0 | 0 | 0.050895 | 0.059865
1992 | 200.375 | 0 | 0 | 0 | 0 | 0 | 0 | 0.06264 | 0.091793
1992 | 200.3854 | 0 | 0 | 0 | 0 | 0 | 0 | 0.06264 | 0.071838
1992 | 200.3958 | 0 | 0 | 0 | 0 | 0 | 0 | 0.050895 | 0.083811
1992 | 200.4062 | 0 | 0 | 0 | 0 | 0 | 0 | 0.066555 | 0.07982
1992 | 200.4167 | 0 | 0 | 0 | 0 | 0 | 0 | 0.0783 | 0.083811
1992 | 200.4271 | 0 | 0 | 0 | 0 | 0 | 0 | 0.08613 | 0.07982
1992 | 200.4375 | 0 | 0 | 0 | 0 | 0 | 0 | 0.0783 | 0.071838
1992 | 200.4479 | 0 | 0 | 0 | 0 | 0 | 0 | 0.090045 | 0.067847
1992 | 200.4583 | 0 | 0 | 0 | 0 | 0 | 0 | 0.074385 | 0.067847
1992 | 200.4687 | 0 | 0 | 0 | 0 | 0 | 0 | 0.0783 | 0.047892
1992 | 200.4792 | 0 | 0 | 0 | 0 | 0 | 0 | 0.082215 | 0.055874
1992 | 200.4896 | 0 | 0 | 0 | 0 | 0 | 0 | 0.090045 | 0.051883
1992 | 200.5 | 0 | 0 | 0 | 0 | 0 | 0 | 0.07047 | 0.051883
1992 | 200.5104 | 0 | 0 | 0 | 0 | 0 | 0 | 0.074385 | 0.043901
1992 | 200.5208 | 0 | 0 | 0 | 0 | 0 | 0 | 0.066555 | 0.043901
1992 | 200.5312 | 0 | 0 | 0 | 0 | 0 | 0 | 0.06264 | 0.043901
1992 | 200.5417 | 0 | 0 | 0 | 0 | 0 | 0 | 0.074385 | 0.055874
1992 | 200.5521 | 0 | 0 | 0 | 0 | 0 | 0 | 0.05481 | 0.043901
1992 | 200.5625 | 0 | 0 | 0 | 0 | 0 | 0 | 0.050895 | 0.035919
1992 | 200.5729 | 0 | 0 | 0 | 0 | 0 | 0 | 0.066555 | 0.047892
1992 | 200.5833 | 0 | 0 | 0 | 0 | 0 | 0 | 0.066555 | 0.051883
1992 | 200.5937 | 0 | 0 | 0 | 0 | 0 | 0 | 0.019575 | 0.051883
1992 | 200.6042 | 0 | 0 | 0 | 0 | 0 | 0 | 0.07047 | 0.043901
1992 | 200.6146 | 0 | 0 | 0 | 0 | 0 | 0 | 0.074385 | 0.051883
1992 | 200.625 | 0 | 0 | 0 | 0 | 0 | 0 | 0.027405 | 0.035919
1992 | 200.6354 | 0 | 0 | 0 | 0 | 0 | 0 | 0.0783 | 0.043901
1992 | 200.6458 | 0 | 0 | 0 | 0 | 0 | 0 | 0.03915 | 0.031928
1992 | 200.6562 | 0 | 0 | 0 | 0 | 0 | 0 | 0.043065 | 0.047892
1992 | 200.6667 | 0 | 0 | 0 | 0 | 0 | 0 | 0.058725 | 0.03991
1992 | 200.6771 | 0 | 0 | 0 | 0 | 0 | 0 | 0.03132 | 0.051883
1992 | 200.6875 | 0 | 0 | 0 | 0 | 0 | 0 | 0.019575 | 0.015964
1992 | 200.6979 | 0 | 0 | 0 | 0 | 0 | 0 | 0.01566 | 0.051883
1992 | 200.7083 | 0 | 0 | 0 | 0 | 0 | 0 | 0.003915 | 0.035919
1992 | 200.7187 | 0 | 0 | 0 | 0 | 0 | 0 | -0.00783 | 0.035919
1992 | 200.7292 | 0 | 0 | 0 | 0 | 0 | 0 | 0.058725 | 0.043901
1992 | 200.7396 | 0 | 0 | 0 | 0 | 0 | 0 | 0.01566 | 0.015964
1992 | 200.75 | 0 | 0 | 0 | 0 | 0 | 0 | 0.04698 | 0.011973
1992 | 200.7604 | 0 | 0 | 0 | 0 | 0 | 0 | 0.02349 | 0.035919
1992 | 200.7708 | 0 | 0 | 0 | 0 | 0 | 0 | -0.003915 | 0.023946
1992 | 200.7812 | 0 | 0 | 0 | 0 | 0 | 0 | 0.027405 | 0.023946
1992 | 200.7917 | 0 | 0 | 0 | 0 | 0 | 0 | 0.03915 | 0.011973
1992 | 200.8021 | 0 | 0 | 0 | 0 | 0 | 0 | 0.03132 | 0.011973
1992 | 200.8125 | 0 | 0 | 0 | 0 | 0 | 0 | 0.019575 | 0.015964
1992 | 200.8229 | 0 | 0 | 0 | 0 | 0 | 0 | 0.027405 | 0.003991
1992 | 200.8333 | 0 | 0 | 0 | 0 | 0 | 0 | 0.035235 | 0.007982
1992 | 200.8437 | 0 | 0 | 0 | 0 | 0 | 0 | 0 | 0.011973
1992 | 200.8542 | 0 | 0 | 0 | 0 | 0 | 0 | 0.003915 | 0.003991
1992 | 200.8646 | 0 | 0 | 0 | 0 | 0 | 0 | 0.019575 | 0.007982
1992 | 200.875 | 0 | 0 | 0 | 0 | 0 | 0 | 0.003915 | 0.011973
1992 | 200.8854 | 0 | 0 | 0 | 0 | 0 | 0 | 0.003915 | 0.003991
1992 | 200.8958 | 0 | 0 | 0 | 0 | 0 | 0 | -0.003915 | 0.011973
1992 | 200.9062 | 0.01566 | 0 | 0 | 0 | 0 | 0 | -0.011745 | 0.011973
1992 | 200.9167 | 0 | 0 | 0 | 0 | 0 | 0 | 0.035235 | 0
1992 | 200.9271 | 0 | 0 | 0 | 0 | 0 | 0 | -0.011745 | 0.007982
1992 | 200.9375 | 0 | 0 | 0 | 0 | 0 | 0 | 0.00783 | 0.003991
1992 | 200.9479 | 0 | 0 | 0 | 0 | 0 | 0 | 0.019575 | -0.007982
1992 | 200.9583 | 0 | 0 | 0 | 0 | 0 | 0 | -0.019575 | 0
1992 | 200.9687 | 0 | 0 | 0 | 0 | 0 | 0 | -0.003915 | 0.003991
1992 | 200.9792 | 0 | 0 | 0 | 0 | 0 | 0 | -0.003915 | -0.003991
1992 | 200.9896 | 0 | 0 | 0 | 0 | 0 | 0 | -0.00783 | -0.007982
1992 | 201 | 0 | 0 | 0 | 0 | 0 | 0 | -0.003915 | 0.003991
1992 | 201.0104 | 0 | 0 | 0 | 0 | 0 | 0 | 0.00783 | 0.003991
1992 | 201.0208 | 0 | 0 | 0 | 0 | 0 | 0 | -0.00783 | 0.011973
1992 | 201.0312 | 0 | 0 | 0 | 0 | 0 | 0 | -0.003915 | 0
1992 | 201.0417 | 0.01566 | 0 | 0 | 0 | 0 | 0 | 0.019575 | 0.003991
1992 | 201.0521 | 0 | 0 | 0 | 0 | 0 | 0 | -0.01566 | 0.007982
1992 | 201.0625 | 0 | 0 | 0 | 0 | 0 | 0 | 0.011745 | -0.003991
1992 | 201.0729 | 0 | 0.015964 | 0 | 0 | 0 | 0 | -0.01566 | -5.6843e-14
1992 | 201.0833 | 0 | 0 | 0 | 0 | 0 | 0 | 0.027405 | -0.007982
1992 | 201.0937 | 0 | 0 | 0 | 0 | 0 | 0 | 0.03132 | 0.007982
1992 | 201.1042 | 0 | 0 | 0 | 0 | 0 | 0 | 0.011745 | -0.003991
1992 | 201.1146 | 0 | 0.031928 | 0 | 0 | 0 | 0 | -0.027405 | -0.003991
1992 | 201.125 | 0 | 0.007982 | 0 | 0 | 0 | 0 | 0.003915 | 0.003991
1992 | 201.1354 | 0.03132 | 0 | 0 | 0 | 0 | 0 | 0.003915 | 0
1992 | 201.1458 | 0 | 0 | 0 | 0 | 0 | 0 | 0.03132 | 0.003991
1992 | 201.1562 | 0 | 0 | 0 | 0 | 0 | 0 | -0.011745 | 0
1992 | 201.1667 | 0 | 0 | 0 | 0 | 0 | 0 | 0.011745 | -0.007982
1992 | 201.1771 | 0 | 0 | 0 | 0 | 0 | 0 | 0 | -0.003991
1992 | 201.1875 | 0 | 0 | 0 | 0 | 0 | 0 | 0.011745 | 0
1992 | 201.1979 | 0 | 0 | 0 | 0 | 0 | 0 | 0.011745 | 0
1992 | 201.2083 | 0 | 0 | 0 | 0 | 0 | 0 | -0.035235 | 0.003991
1992 | 201.2187 | 0 | 0 | 0 | 0 | 0 | 0 | 0.011745 | -0.007982
1992 | 201.2292 | 0 | 0 | 0 | 0 | 0 | 0 | 0.003915 | 0
1992 | 201.2396 | 0 | 0 | 0 | 0 | 0 | 0 | 0.011745 | -0.003991
1992 | 201.25 | 0 | 0 | 0 | 0 | 0 | 0 | -0.00783 | -0.003991
1992 | 201.2604 | 0 | 0 | 0 | 0 | 0 | 0 | 0.00783 | -0.011973
1992 | 201.2708 | 0 | 0 | 0 | 0 | 0 | 0 | -0.003915 | -0.003991
1992 | 201.2812 | 0.00783 | 0 | 0 | 0 | 0 | 0 | 0.011745 | 0.015964
1992 | 201.2917 | 0 | 0 | 0 | 0 | 0 | 0 | 0.00783 | 0.019955
1992 | 201.3021 | 0 | 0 | 0 | 0 | 0 | 0 | 0 | 0.023946
1992 | 201.3125 | 0 | 0 | 0 | 0 | 0 | 0 | 0 | 0.011973
1992 | 201.3229 | 0 | 0 | 0 | 0 | 0 | 0 | 0.01566 | 0.027937
1992 | 201.3333 | 0 | 0 | 0 | 0 | 0 | 0 | 0.003915 | 0.023946
1992 | 201.3437 | 0 | 0 | 0 | 0 | 0 | 0 | 0.02349 | 0.035919
1992 | 201.3542 | 0 | 0 | 0 | 0 | 0 | 0 | -1.1369e-13 | 0.003991
1992 | 201.3646 | 0 | 0 | 0 | 0 | 0 | 0 | 0.019575 | 0.023946
1992 | 201.375 | 0 | 0 | 0 | 0 | 0 | 0 | 0.02349 | 0.019955
1992 | 201.3854 | 0 | 0 | 0 | 0 | 0 | 0 | 0.03132 | 0.007982
1992 | 201.3958 | 0 | 0 | 0 | 0 | 0 | 0 | -0.003915 | 0.027937
1992 | 201.4062 | 0 | 0 | 0 | 0 | 0 | 0 | 0.035235 | 0.003991
1992 | 201.4167 | 0 | 0 | 0 | 0 | 0 | 0 | 0.03915 | 0.019955
1992 | 201.4271 | 0 | 0 | 0 | 0 | 0 | 0 | 0.003915 | 0.019955
1992 | 201.4375 | 0 | 0 | 0 | 0 | 0 | 0 | 0.066555 | 0.015964
1992 | 201.4479 | 0 | 0 | 0 | 0 | 0 | 0 | 0.027405 | 0.019955
1992 | 201.4583 | 0 | 0 | 0 | 0 | 0 | 0 | 0.027405 | 0.027937
1992 | 201.4687 | 0 | 0 | 0 | 0 | 0 | 0 | 0.02349 | 0.019955
1992 | 201.4792 | 0 | 0 | 0 | 0 | 0 | 0 | -0.003915 | 0.027937
1992 | 201.4896 | 0 | 0 | 0 | 0 | 0 | 0 | 0.050895 | 0.027937
1992 | 201.5 | 0 | 0 | 0 | 0 | 0 | 0 | 0.019575 | 0.015964
1992 | 201.5104 | 0 | 0 | 0 | 0 | 0 | 0 | 0.035235 | 0.059865
1992 | 201.5208 | 0 | 0 | 0 | 0 | 0 | 0 | -0.011745 | 0.011973
1992 | 201.5312 | 0 | 0 | 0 | 0 | 0 | 0 | 0.03132 | 0.035919
1992 | 201.5417 | 0 | 0 | 0 | 0 | 0 | 0 | 0.03915 | 0.027937
1992 | 201.5521 | 0 | 0 | 0 | 0 | 0 | 0 | 0.066555 | 0.031928
1992 | 201.5625 | 0 | 0 | 0 | 0 | 0 | 0 | 0.035235 | 0.03991
1992 | 201.5729 | 0 | 0 | 0 | 0 | 0 | 0 | -0.003915 | 0.019955
1992 | 201.5833 | 0 | 0 | 0 | 0 | 0 | 0 | 0.058725 | 0.059865
1992 | 201.5937 | 0 | 0 | 0 | 0 | 0 | 0 | 0.02349 | 0.027937
1992 | 201.6042 | 0 | 0 | 0 | 0 | 0 | 0 | 0.04698 | 0.035919
1992 | 201.6146 | 0 | 0 | 0 | 0 | 0 | 0 | 0.050895 | 0.051883
1992 | 201.625 | 0 | 0 | 0 | 0 | 0 | 0 | 0.082215 | 0.03991
1992 | 201.6354 | 0 | 0 | 0 | 0 | 0 | 0 | 0.03915 | 0.019955
1992 | 201.6458 | 0 | 0 | 0 | 0 | 0 | 0 | -0.01566 | 0.031928
1992 | 201.6562 | 0 | 0 | 0 | 0 | 0 | 0 | 0.00783 | 0.023946
1992 | 201.6667 | 0 | 0 | 0 | 0 | 0 | 0 | 0.058725 | 0.035919
1992 | 201.6771 | 0 | 0 | 0 | 0 | 0 | 0 | -0.00783 | 0.015964
1992 | 201.6875 | 0 | 0 | 0 | 0 | 0 | 0 | 0.066555 | 0.011973
1992 | 201.6979 | 0 | 0 | 0 | 0 | 0 | 0 | -0.027405 | 0.023946
1992 | 201.7083 | 0 | 0 | 0 | 0 | 0 | 0 | 0.06264 | 0.019955
1992 | 201.7187 | 0 | 0 | 0 | 0 | 0 | 0 | 0.019575 | 0.023946
1992 | 201.7292 | 0.00783 | 0 | 0 | 0 | 0 | 0 | 0.00783 | 0.015964
1992 | 201.7396 | 0 | 0 | 0 | 0 | 0 | 0 | 0.01566 | 0.023946
1992 | 201.75 | 0 | 0 | 0 | 0 | 0 | 0 | 0.01566 | 0.023946
1992 | 201.7604 | 0.03915 | 0 | 0 | 0 | 0 | 0 | -0.003915 | 0.019955
1992 | 201.7708 | 0 | 0 | 0 | 0 | 0 | 0 | 0.043065 | 0.011973
1992 | 201.7812 | 0.02349 | 0 | 0 | 0 | 0 | 0 | -0.01566 | 0.03991
1992 | 201.7917 | 0 | 0 | 0 | 0 | 0 | 0 | 0.02349 | 0.011973
1992 | 201.8021 | 0 | 0 | 0 | 0 | 0 | 0 | -0.03915 | 0.007982
1992 | 201.8125 | 0 | 0 | 0 | 0 | 0 | 0 | 0.00783 | 0.023946
1992 | 201.8229 | 0 | 0 | 0 | 0 | 0 | 0 | 0.06264 | 0.015964
1992 | 201.8333 | 0 | 0 | 0 | 0 | 0 | 0 | 0.00783 | 0.003991
1992 | 201.8437 | 0 | 0 | 0 | 0 | 0 | 0 | 0.02349 | 0.019955
1992 | 201.8542 | 0 | 0 | 0 | 0 | 0 | 0 | 0.03132 | -0.003991
1992 | 201.8646 | 0 | 0 | 0 | 0 | 0 | 0 | 0 | 0.011973
1992 | 201.875 | 0 | 0 | 0 | 0 | 0 | 0 | 0.019575 | 0.007982
1992 | 201.8854 | 0 | 0 | 0 | 0 | 0 | 0 | 0.00783 | 0
1992 | 201.8958 | 0 | 0 | 0 | 0 | 0 | 0 | 0.01566 | 0.007982
1992 | 201.9062 | 0 | 0 | 0 | 0 | 0 | 0 | -0.003915 | 0.003991
1992 | 201.9167 | 0 | 0 | 0 | 0 | 0 | 0 | 0.003915 | 0.007982
1992 | 201.9271 | 0 | 0 | 0 | 0 | 0 | 0 | 0.00783 | 0.007982
1992 | 201.9375 | 0 | 0 | 0 | 0 | 0 | 0 | -0.003915 | 0.007982
1992 | 201.9479 | 0 | 0 | 0 | 0 | 0 | 0 | 0 | 0.003991
1992 | 201.9583 | 0 | 0 | 0 | 0 | 0 | 0 | -0.003915 | 0.007982
1992 | 201.9687 | 0 | 0 | 0 | 0 | 0 | 0 | 0.003915 | 0
1992 | 201.9792 | 0 | 0 | 0 | 0 | 0 | 0 | 0.01566 | 0.007982
1992 | 201.9896 | 0.01566 | 0 | 0 | 0 | 0 | 0 | 0.003915 | 0.003991
1992 | 202 | 0 | 0 | 0 | 0 | 0 | 0 | -0.00783 | 0.011973
1992 | 202.0104 | 0 | 0 | 0 | 0 | 0 | 0 | 0 | 0.003991
1992 | 202.0208 | 0 | 0 | 0 | 0 | 0 | 0 | 0 | 0.007982
1992 | 202.0312 | 0 | 0 | 0 | 0 | 0 | 0 | 0.011745 | 0
1992 | 202.0417 | 0 | 0 | 0 | 0 | 0 | 0 | -0.011745 | 0.007982
1992 | 202.0521 | 0 | 0 | 0 | 0 | 0 | 0 | 0 | 0
1992 | 202.0625 | 0.00783 | 0 | 0 | 0 | 0 | 0 | -0.00783 | 0.007982
1992 | 202.0729 | 0 | 0 | 0 | 0 | 0 | 0 | -0.011745 | 0.011973
1992 | 202.0833 | 0 | 0 | 0 | 0 | 0 | 0 | 0.011745 | 0.007982
1992 | 202.0937 | 0 | 0 | 0 | 0 | 0 | 0 | -0.00783 | 0
1992 | 202.1042 | 0 | 0 | 0 | 0 | 0 | 0 | 0.003915 | 0.007982
1992 | 202.1146 | 0 | 0 | 0 | 0 | 0 | 0 | 0.027405 | -0.003991
1992 | 202.125 | 0 | 0 | 0 | 0 | 0 | 0 | -0.00783 | 0.007982
1992 | 202.1354 | 0 | 0 | 0 | 0 | 0 | 0 | 0.011745 | 0.007982
1992 | 202.1458 | 0 | 0 | 0 | 0 | 0 | 0 | 0.019575 | -0.003991
1992 | 202.1562 | 0 | 0 | 0 | 0 | 0 | 0 | -0.011745 | 0
1992 | 202.1667 | 0 | 0 | 0 | 0 | 0 | 0 | 0.003915 | 0.003991
1992 | 202.1771 | 0 | 0 | 0 | 0 | 0 | 0 | -0.00783 | 0
1992 | 202.1875 | 0 | 0 | 0 | 0 | 0 | 0 | 0 | 0
1992 | 202.1979 | 0 | 0 | 0 | 0 | 0 | 0 | -0.00783 | 0.003991
1992 | 202.2083 | 0 | 0 | 0 | 0 | 0 | 0 | 0.01566 | 0.003991
1992 | 202.2187 | 0 | 0 | 0 | 0 | 0 | 0 | -0.00783 | 0
1992 | 202.2292 | 0 | 0 | 0 | 0 | 0 | 0 | 0.00783 | 0
1992 | 202.2396 | 0 | 0 | 0 | 0 | 0 | 0 | 0.011745 | 0.003991
1992 | 202.25 | 0 | 0 | 0 | 0 | 0 | 0 | 0 | 0
1992 | 202.2604 | 0 | 0 | 0 | 0 | 0 | 0 | -0.003915 | 0
1992 | 202.2708 | 0 | 0 | 0 | 0 | 0 | 0 | 0 | 0.003991
1992 | 202.2812 | 0.00783 | 0 | 0 | 0 | 0 | 0 | -0.011745 | 0.011973
1992 | 202.2917 | 0 | 0 | 0 | 0 | 0 | 0 | 0.00783 | 0.015964
1992 | 202.3021 | 0.02349 | 0 | 0 | 0 | 0 | 0 | 0.005481 | 0.007982
1992 | 202.3125 | 0 | 0 | 0 | 0 | 0 | 0 | 0.011745 | 0.015964
1992 | 202.3229 | 0 | 0 | 0 | 0 | 0 | 0 | 0.06264 | 0.007982
1992 | 202.3333 | 0 | 0 | 0 | 0 | 0 | 0 | 1.1369e-13 | 0
1992 | 202.3437 | 0 | 0 | 0 | 0 | 0 | 0 | 0.02349 | 0.023946
1992 | 202.3542 | 0 | 0 | 0 | 0 | 0 | 0 | 0.02349 | 0.007982
1992 | 202.3646 | 0 | 0 | 0 | 0 | 0 | 0 | 0.02349 | 0.007982
1992 | 202.375 | 0 | 0 | 0 | 0 | 0 | 0 | 0.015269 | 0.007982
1992 | 202.3854 | 0 | 0 | 0 | 0 | 0 | 0 | 0.036409 | 0.011973
1992 | 202.3958 | 0 | 0 | 0 | 0 | 0 | 0 | -0.003915 | 0.007982
1992 | 202.4062 | 0 | 0 | 0 | 0 | 0 | 0 | 0.043065 | 0.007982
1992 | 202.4167 | 0 | 0 | 0 | 0 | 0 | 0 | 0.058725 | 0.019955
1992 | 202.4271 | 0 | 0 | 0 | 0 | 0 | 0 | 0.03132 | 0.007982
1992 | 202.4375 | 0 | 0 | 0 | 0 | 0 | 0 | 0.066555 | 0.015964
1992 | 202.4479 | 0 | 0 | 0 | 0 | 0 | 0 | 0.050895 | 0.015964
1992 | 202.4583 | 0 | 0 | 0 | 0 | 0 | 0 | 0.04698 | 0.015964
1992 | 202.4687 | 0 | 0 | 0 | 0 | 0 | 0 | 0.05481 | 0.019955
1992 | 202.4792 | 0 | 0 | 0 | 0 | 0 | 0 | 0.019575 | 0.019955
1992 | 202.4896 | 0 | 0 | 0 | 0 | 0 | 0 | 0.066555 | 0.031928
1992 | 202.5 | 0 | 0 | 0 | 0 | 0 | 0 | 0.00783 | 0.019955
1992 | 202.5104 | 0 | 0 | 0 | 0 | 0 | 0 | 0.07047 | 0.007982
1992 | 202.5208 | 0 | 0 | 0 | 0 | 0 | 0 | 0 | 0.035919
1992 | 202.5312 | 0 | 0 | 0 | 0 | 0 | 0 | 0.035235 | 0.019955
1992 | 202.5417 | 0 | 0 | 0 | 0 | 0 | 0 | 0.04698 | 0.031928
1992 | 202.5521 | 0 | 0 | 0 | 0 | 0 | 0 | 0.011745 | 0.019955
1992 | 202.5625 | 0 | 0 | 0 | 0 | 0 | 0 | 0.019575 | 0.027937
1992 | 202.5729 | 0 | 0 | 0 | 0 | 0 | 0 | 0.07047 | 0.023946
1992 | 202.5833 | 0 | 0 | 0 | 0 | 0 | 0 | -0.003915 | 0.019955
1992 | 202.5937 | 0 | 0 | 0 | 0 | 0 | 0 | 0.01566 | 0.023946
1992 | 202.6042 | 0 | 0 | 0 | 0 | 0 | 0 | 0.027405 | 0.035919
1992 | 202.6146 | 0 | 0 | 0 | 0 | 0 | 0 | 0.066555 | 0.031928
1992 | 202.625 | 0 | 0 | 0 | 0 | 0 | 0 | -0.00783 | 0.023946
1992 | 202.6354 | 0.01566 | 0 | 0 | 0 | 0 | 0 | 0.003915 | 0.023946
1992 | 202.6458 | 0 | 0 | 0 | 0 | 0 | 0 | 0.003915 | 0.027937
1992 | 202.6562 | 0 | 0 | 0 | 0 | 0 | 0 | 0.03915 | 0.019955
1992 | 202.6667 | 0 | 0 | 0 | 0 | 0 | 0 | 0 | 0.027937
1992 | 202.6771 | 0 | 0 | 0 | 0 | 0 | 0 | 0.01566 | 0.015964
1992 | 202.6875 | 0 | 0 | 0.0783 | 0 | 0 | 0 | -0.01566 | 0.019955
1992 | 202.6979 | 0 | 0 | 0 | 0 | 0 | 0 | 0.074385 | -0.003991
1992 | 202.7083 | 0 | 0 | 0 | 0 | 0 | 0 | 0.011745 | -0.003991
1992 | 202.7187 | 0 | 0 | 0 | 0 | 0 | 0 | 0.011745 | 0.015964
1992 | 202.7292 | 0 | 0 | 0 | 0 | 0 | 0 | 0.00783 | 0.023946
1992 | 202.7396 | 0 | 0 | 0 | 0 | 0 | 0 | 0.00783 | 0.011973
1992 | 202.75 | 0 | 0 | 0 | 0 | 0 | 0 | 0.00783 | 0
1992 | 202.7604 | 0 | 0 | 0 | 0 | 0 | 0 | -0.011745 | 0.023946
1992 | 202.7708 | 0 | 0 | 0 | 0 | 0 | 0 | 0.01566 | -0.003991
1992 | 202.7812 | 0 | 0 | 0 | 0 | 0 | 0 | -0.019575 | 0.035919
1992 | 202.7917 | 0 | 0 | 0 | 0 | 0 | 0 | 0.00783 | 0.023946
1992 | 202.8021 | 0 | 0 | 0 | 0 | 0 | 0 | 0.019575 | -0.011973
1992 | 202.8125 | 0 | 0 | 0 | 0 | 0 | 0 | 0.003915 | -0.011973
1992 | 202.8229 | 0 | 0 | 0 | 0 | 0 | 0 | 0.01566 | 0
1992 | 202.8333 | 0 | 0 | 0 | 0 | 0 | 0 | -0.00783 | 0.003991
1992 | 202.8437 | 0 | 0.007982 | 0 | 0 | 0 | 0 | 0.011745 | -0.007982
1992 | 202.8542 | 0 | 0 | 0 | 0 | 0 | 0 | 0.003915 | 0.007982
1992 | 202.8646 | 0 | 0 | 0 | 0 | 0 | 0 | -0.011745 | 0.003991
1992 | 202.875 | 0 | 0 | 0 | 0 | 0 | 0 | 0.01566 | 0
1992 | 202.8854 | 0 | 0 | 0 | 0 | 0 | 0 | -0.00783 | 0
1992 | 202.8958 | 0 | 0 | 0 | 0 | 0 | 0 | -0.003915 | 0
1992 | 202.9062 | 0 | 0 | 0 | 0 | 0 | 0 | 0.003915 | 0.031928
1992 | 202.9167 | 0.03132 | 0 | 0 | 0 | 0 | 0 | 0.003915 | 0.007982
1992 | 202.9271 | 0 | 0 | 0 | 0 | 0 | 0 | 0.00783 | 0.007982
1992 | 202.9375 | 0 | 0 | 0 | 0 | 0 | 0 | 0.00783 | 0
1992 | 202.9479 | 0 | 0 | 0 | 0 | 0 | 0 | 0.00783 | -0.007982
1992 | 202.9583 | 0.01566 | 0 | 0 | 0 | 0 | 0 | 0.00783 | 0.003991
1992 | 202.9687 | 0 | 0 | 0 | 0 | 0 | 0 | -0.003915 | -0.003991
1992 | 202.9792 | 0.01566 | 0 | 0 | 0 | 0 | 0 | 0.003915 | 0
1992 | 202.9896 | 0 | 0 | 0 | 0 | 0 | 0 | 0.003915 | -0.003991
1992 | 203 | 0 | 0 | 0 | 0 | 0 | 0 | 0.003915 | 0.007982
1992 | 203.0104 | 0 | 0 | 0 | 0 | 0 | 0 | -0.003915 | -0.007982
1992 | 203.0208 | 0 | 0 | 0 | 0 | 0 | 0 | -0.019575 | 0.007982
1992 | 203.0312 | 0 | 0 | 0 | 0 | 0 | 0 | 0.00783 | 0
1992 | 203.0417 | 0 | 0 | 0 | 0 | 0 | 0 | 0.00783 | 0
1992 | 203.0521 | 0 | 0 | 0 | 0 | 0 | 0 | -0.01566 | 0
1992 | 203.0625 | 0 | 0 | 0 | 0 | 0 | 0 | 0.003915 | -0.003991
1992 | 203.0729 | 0 | 0 | 0 | 0 | 0 | 0 | -0.00783 | 0
1992 | 203.0833 | 0 | 0 | 0 | 0 | 0 | 0 | 0.00783 | 0
1992 | 203.0937 | 0 | 0 | 0 | 0 | 0 | 0 | 0.00783 | -0.003991
1992 | 203.1042 | 0 | 0 | 0 | 0 | 0 | 0 | 0.00783 | 0
1992 | 203.1146 | 0.02349 | 0 | 0 | 0 | 0 | 0 | -0.003915 | 0
1992 | 203.125 | 0 | 0 | 0 | 0 | 0 | 0 | 0.00783 | 0
1992 | 203.1354 | 0 | 0 | 0 | 0 | 0 | 0 | 0.003915 | 0
1992 | 203.1458 | 0 | 0 | 0 | 0 | 0 | 0 | 0.019575 | -0.007982
1992 | 203.1562 | 0 | 0 | 0 | 0 | 0 | 0 | -0.003915 | 0
1992 | 203.1667 | 0 | 0 | 0 | 0 | 0 | 0 | 0.011745 | -0.011973
1992 | 203.1771 | 0 | 0 | 0 | 0 | 0 | 0 | 0 | 0.007982
1992 | 203.1875 | 0 | 0 | 0 | 0 | 0 | 0 | 0 | -0.003991
1992 | 203.1979 | 0 | 0 | 0 | 0 | 0 | 0 | -0.003915 | -0.007982
1992 | 203.2083 | 0.00783 | 0 | 0 | 0 | 0 | 0 | 0.0011745 | 0
1992 | 203.2187 | 0.01566 | 0 | 0 | 0 | 0 | 0 | 0.0011745 | -0.003991
1992 | 203.2292 | 0 | 0 | 0 | 0 | 0 | 0 | 0.00783 | 0.003991
1992 | 203.2396 | 0 | 0 | 0 | 0 | 0 | 0 | 0.0082215 | -0.007982
1992 | 203.25 | 0 | 0 | 0 | 0 | 0 | 0 | 0.0090045 | 0
1992 | 203.2604 | 0 | 0.007982 | 0 | 0 | 0 | 0 | 0.003915 | 0
1992 | 203.2708 | 0 | 0 | 0 | 0 | 0 | 0 | 0 | 0.007982
1992 | 203.2812 | 0 | 0 | 0 | 0 | 0 | 0 | 0.00019575 | 0.003991
1992 | 203.2917 | 0 | 0 | 0 | 0 | 0 | 0 | 0.015856 | 0.007982
1992 | 203.3021 | 0 | 0 | 0 | 0 | 0 | 0 | 0.003915 | 0.023946
1992 | 203.3125 | 0.03915 | 0 | 0 | 0 | 0 | 0 | 0.00783 | 0.007982
1992 | 203.3229 | 0 | 0 | 0 | 0 | 0 | 0 | 0.02349 | 0.021951
1992 | 203.3333 | 0 | 0 | 0 | 0 | 0 | 0 | 0.019575 | 0.011973
1992 | 203.3437 | 0 | 0 | 0 | 0 | 0 | 0 | 0.00783 | 0.018957
1992 | 203.3542 | 0 | 0 | 0 | 0 | 0 | 0 | 0.019575 | 0.020354
1992 | 203.3646 | 0 | 0 | 0 | 0 | 0 | 0 | 0.00783 | 0.018359
1992 | 203.375 | 0 | 0 | 0 | 0 | 0 | 0 | 0.050895 | 0.0083811
1992 | 203.3854 | 0 | 0 | 0 | 0 | 0 | 0 | 0.01566 | 0.010975
1992 | 203.3958 | 0 | 0 | 0 | 0 | 0 | 0 | 0.02349 | 0.011973
1992 | 203.4062 | 0 | 0 | 0 | 0 | 0 | 0 | 0.01566 | 0.011973
1992 | 203.4167 | 0 | 0 | 0 | 0 | 0 | 0 | 0.027405 | 0
1992 | 203.4271 | 0 | 0 | 0 | 0 | 0 | 0 | 0.011745 | 0.007982
1992 | 203.4375 | 0 | 0 | 0 | 0 | 0 | 0 | 0.01566 | 0.003991
1992 | 203.4479 | 0 | 0 | 0 | 0 | 0 | 0 | 0.003915 | 0.003991
1992 | 203.4583 | 0 | 0 | 0 | 0 | 0 | 0 | 0 | 0.027937
1992 | 203.4687 | 0.02349 | 0 | 0 | 0 | 0 | 0 | 0.00783 | 0.011973
1992 | 203.4792 | 0 | 0 | 0 | 0 | 0 | 0 | 0.03132 | -0.003991
1992 | 203.4896 | 0 | 0 | 0 | 0 | 0 | 0 | -0.00783 | 0.015964
1992 | 203.5 | 0 | 0 | 0 | 0 | 0 | 0 | 0.050895 | 0.023946
1992 | 203.5104 | 0 | 0 | 0 | 0 | 0 | 0 | 0.003915 | 0.031928
1992 | 203.5208 | 0 | 0 | 0 | 0 | 0 | 0 | 0.011745 | 0.007982
1992 | 203.5312 | 0 | 0 | 0 | 0 | 0 | 0 | 0.08613 | 0.019955
1992 | 203.5417 | 0 | 0 | 0 | 0 | 0 | 0 | -0.003915 | 0.023946
1992 | 203.5521 | 0 | 0 | 0 | 0 | 0 | 0 | 0.058725 | 0.019955
1992 | 203.5625 | 0 | 0 | 0 | 0 | 0 | 0 | 0.027405 | 0.015964
1992 | 203.5729 | 0 | 0 | 0 | 0 | 0 | 0 | -0.02349 | 0.03991
1992 | 203.5833 | 0 | 0 | 0 | 0 | 0 | 0 | 0.07047 | 0.003991
1992 | 203.5937 | 0 | 0 | 0 | 0 | 0 | 0 | 0.027405 | 0.03991
1992 | 203.6042 | 0 | 0 | 0 | 0 | 0 | 0 | -0.027405 | 0.027937
1992 | 203.6146 | 0 | 0 | 0 | 0 | 0 | 0 | 0.027405 | 0.03991
1992 | 203.625 | 0 | 0 | 0 | 0 | 0 | 0 | -0.02349 | -0.007982
1992 | 203.6354 | 0 | 0 | 0 | 0 | 0 | 0 | 0.05481 | 0.023946
1992 | 203.6458 | 0 | 0 | 0 | 0 | 0 | 0 | 0.011745 | 0.051883
1992 | 203.6562 | 0 | 0 | 0 | 0 | 0 | 0 | 0.02349 | -0.007982
1992 | 203.6667 | 0 | 0 | 0 | 0 | 0 | 0 | -0.03132 | 0.047892
1992 | 203.6771 | 0 | 0 | 0 | 0 | 0 | 0 | 0.06264 | 0.007982
1992 | 203.6875 | 0 | 0 | 0 | 0 | 0 | 0 | 0 | 0.011973
1992 | 203.6979 | 0 | 0 | 0 | 0 | 0 | 0 | 0.00783 | 0.031928
1992 | 203.7083 | 0 | 0 | 0 | 0 | 0 | 0 | -0.01566 | 0.031928
1992 | 203.7187 | 0 | 0 | 0 | 0 | 0 | 0 | 0.02349 | 0.007982
1992 | 203.7292 | 0 | 0 | 0 | 0 | 0 | 0 | 0.035235 | 0.023946
1992 | 203.7396 | 0 | 0 | 0 | 0 | 0 | 0 | 0.02349 | 0.023946
1992 | 203.75 | 0 | 0 | 0 | 0 | 0 | 0 | 0.01566 | 0.011973
1992 | 203.7604 | 0 | 0 | 0 | 0 | 0 | 0 | -0.02349 | 0.015964
1992 | 203.7708 | 0 | 0 | 0 | 0 | 0 | 0 | 0.03915 | 0.019955
1992 | 203.7812 | 0 | 0 | 0 | 0 | 0 | 0 | 0.050895 | 0.011973
1992 | 203.7917 | 0.04698 | 0 | 0 | 0 | 0 | 0 | -0.02349 | 0.027937
1992 | 203.8021 | 0 | 0 | 0 | 0 | 0 | 0 | 0.043065 | 0.007982
1992 | 203.8125 | 0 | 0 | 0 | 0 | 0 | 0 | 0.02349 | 0.015964
1992 | 203.8229 | 0 | 0 | 0 | 0 | 0 | 0 | 0.00783 | 0
1992 | 203.8333 | 0 | 0 | 0 | 0 | 0 | 0 | 0.019575 | 0.007982
1992 | 203.8437 | 0 | 0 | 0 | 0 | 0 | 0 | 0.03132 | -5.6843e-14
1992 | 203.8542 | 0 | 0 | 0 | 0 | 0 | 0 | 0 | 0.011973
1992 | 203.8646 | 0 | 0 | 0 | 0 | 0 | 0 | 0.01566 | 0.007982
1992 | 203.875 | 0 | 0 | 0 | 0 | 0 | 0 | 0.003915 | 0.007982
1992 | 203.8854 | 0 | 0 | 0 | 0 | 0 | 0 | 0 | 0.011973
1992 | 203.8958 | 0.01566 | 0 | 0 | 0 | 0 | 0 | 0 | 0.007982
1992 | 203.9062 | 0 | 0 | 0 | 0 | 0 | 0 | -0.003915 | 0
1992 | 203.9167 | 0 | 0 | 0 | 0 | 0 | 0 | -0.003915 | 0.007982
1992 | 203.9271 | 0.00783 | 0 | 0 | 0 | 0 | 0 | -0.003915 | 0.003991
1992 | 203.9375 | 0 | 0 | 0 | 0 | 0 | 0 | -0.011745 | 0.007982
1992 | 203.9479 | 0 | 0 | 0 | 0 | 0 | 0 | 0.02349 | 0.003991
1992 | 203.9583 | 0 | 0 | 0 | 0 | 0 | 0 | -0.003915 | 0
1992 | 203.9687 | 0 | 0 | 0 | 0 | 0 | 0 | 0.011745 | 0.015964
1992 | 203.9792 | 0 | 0 | 0 | 0 | 0 | 0 | 0.011745 | 0.003991
1992 | 203.9896 | 0.03915 | 0 | 0 | 0 | 0 | 0 | 0.00783 | 0.003991
1992 | 204 | 0.00783 | 0 | 0 | 0 | 0 | 0 | 0.01566 | 0
1992 | 204.0104 | 0.02349 | 0 | 0 | 0 | 0 | 0 | 0.00783 | 0.007982
1992 | 204.0208 | 0.04698 | 0 | 0 | 0 | 0 | 0 | -0.011745 | 0
1992 | 204.0312 | 0 | 0 | 0 | 0 | 0 | 0 | 0.011745 | 0.011973
1992 | 204.0417 | 0 | 0 | 0 | 0 | 0 | 0 | -0.00783 | -0.007982
1992 | 204.0521 | 0 | 0 | 0 | 0 | 0 | 0 | 0.003915 | -0.007982
1992 | 204.0625 | 0 | 0 | 0 | 0 | 0 | 0 | 0.03915 | 0.003991
1992 | 204.0729 | 0 | 0 | 0 | 0 | 0 | 0 | -0.003915 | 0.007982
1992 | 204.0833 | 0 | 0 | 0 | 0 | 0 | 0 | 0.019575 | 0
1992 | 204.0937 | 0 | 0 | 0 | 0 | 0 | 0 | -0.02349 | 0.003991
1992 | 204.1042 | 0 | 0 | 0 | 0 | 0 | 0 | 0.019575 | 0.003991
1992 | 204.1146 | 0 | 0 | 0 | 0 | 0 | 0 | -0.019575 | -0.003991
1992 | 204.125 | 0 | 0 | 0 | 0 | 0 | 0 | 0.02349 | 0
1992 | 204.1354 | 0 | 0 | 0 | 0 | 0 | 0 | -0.02349 | 0
1992 | 204.1458 | 0 | 0 | 0 | 0 | 0 | 0 | 0.019575 | -0.003991
1992 | 204.1562 | 0.04698 | 0 | 0 | 0 | 0 | 0 | 0.027405 | 0.003991
1992 | 204.1667 | 0 | 0 | 0 | 0 | 0 | 0 | -0.003915 | -0.003991
1992 | 204.1771 | 0 | 0 | 0 | 0 | 0 | 0 | -0.003915 | 0
1992 | 204.1875 | 0.01566 | 0 | 0 | 0 | 0 | 0 | 0.003915 | -0.003991
1992 | 204.1979 | 0 | 0 | 0 | 0 | 0 | 0 | 0.03915 | 0
1992 | 204.2083 | 0 | 0 | 0 | 0 | 0 | 0 | 0.00783 | -0.007982
1992 | 204.2187 | 0 | 0 | 0 | 0 | 0 | 0 | 0 | 0.003991
1992 | 204.2292 | 0 | 0 | 0 | 0 | 0 | 0 | 0.00783 | 0.003991
1992 | 204.2396 | 0 | 0 | 0 | 0 | 0 | 0 | -0.027405 | -0.007982
1992 | 204.25 | 0 | 0 | 0 | 0 | 0 | 0 | -0.011745 | -0.003991
1992 | 204.2604 | 0 | 0.007982 | 0 | 0 | 0 | 0 | 0.003915 | 0
1992 | 204.2708 | 0.03132 | 0 | 0 | 0 | 0 | 0 | 0.003915 | 0.015964
1992 | 204.2812 | 0.03132 | 0 | 0 | 0 | 0 | 0 | 1.1369e-13 | 0.003991
1992 | 204.2917 | 0 | 0 | 0 | 0 | 0 | 0 | 0.003915 | 0.007982
1992 | 204.3021 | 0 | 0 | 0 | 0 | 0 | 0 | -0.003915 | 0.007982
1992 | 204.3125 | 0 | 0 | 0 | 0 | 0 | 0 | -0.03915 | 0.015964
1992 | 204.3229 | 0 | 0 | 0 | 0 | 0 | 0 | -0.019575 | 0.011973
1992 | 204.3333 | 0 | 0 | 0 | 0 | 0 | 0 | -0.003915 | -0.003991
1992 | 204.3437 | 0.02349 | 0 | 0 | 0 | 0 | 0 | 0.043065 | 0.035919
1992 | 204.3542 | 0 | 0 | 0 | 0 | 0 | 0 | -0.02349 | -0.007982
1992 | 204.3646 | 0 | 0 | 0 | 0 | 0 | 0 | -0.01566 | 0.023946
1992 | 204.375 | 0.03132 | 0 | 0 | 0 | 0 | 0 | 0.003915 | -0.011973
1992 | 204.3854 | 0 | 0 | 0 | 0 | 0 | 0 | 0.04698 | 0.019955
1992 | 204.3958 | 0 | 0 | 0 | 0 | 0 | 0 | 0.027405 | 0.011973
1992 | 204.4062 | 0 | 0 | 0 | 0 | 0 | 0 | 0.07047 | 0.015964
1992 | 204.4167 | 0 | 0 | 0 | 0 | 0 | 0 | 0.02349 | 0.003991
1992 | 204.4271 | 0 | 0 | 0 | 0 | 0 | 0 | 0.043065 | 0.007982
1992 | 204.4375 | 0 | 0 | 0 | 0 | 0 | 0 | 0.01566 | 0.015964
1992 | 204.4479 | 0 | 0 | 0 | 0 | 0 | 0 | -0.027405 | 0.003991
1992 | 204.4583 | 0 | 0 | 0 | 0 | 0 | 0 | 0.11353 | 0.015964
1992 | 204.4687 | 0 | 0 | 0 | 0 | 0 | 0 | 0.03132 | 0.011973
1992 | 204.4792 | 0 | 0 | 0 | 0 | 0 | 0 | 0.03915 | 0.023946
1992 | 204.4896 | 0 | 0 | 0 | 0 | 0 | 0 | 0.00783 | 0.007982
1992 | 204.5 | 0 | 0 | 0 | 0 | 0 | 0 | 0.03132 | 0.031928
1992 | 204.5104 | 0 | 0 | 0 | 0 | 0 | 0 | -0.01566 | 0.003991
1992 | 204.5208 | 0 | 0 | 0 | 0 | 0 | 0 | 0.066555 | 0.035919
1992 | 204.5312 | 0 | 0 | 0 | 0 | 0 | 0 | 0.09396 | 0.023946
1992 | 204.5417 | 0 | 0 | 0 | 0 | 0 | 0 | 0.01566 | 0.019955
1992 | 204.5521 | 0 | 0 | 0 | 0 | 0 | 0 | 0.02349 | 0.027937
1992 | 204.5625 | 0 | 0 | 0 | 0 | 0 | 0 | 0.04698 | 0.003991
1992 | 204.5729 | 0 | 0 | 0 | 0 | 0 | 0 | -0.003915 | 0.03991
1992 | 204.5833 | 0 | 0 | 0 | 0 | 0 | 0 | 0.05481 | 0.023946
1992 | 204.5937 | 0 | 0 | 0 | 0 | 0 | 0 | 0.011745 | 0.035919
1992 | 204.6042 | 0 | 0 | 0 | 0 | 0 | 0 | 0.08613 | 0.007982
1992 | 204.6146 | 0 | 0 | 0 | 0 | 0 | 0 | 0 | 0.043901
1992 | 204.625 | 0 | 0 | 0 | 0 | 0 | 0 | 0.074385 | 0.027937
1992 | 204.6354 | 0 | 0 | 0 | 0 | 0 | 0 | -0.01566 | 0.015964
1992 | 204.6458 | 0 | 0 | 0 | 0 | 0 | 0 | 0.082215 | 0.023946
1992 | 204.6562 | 0 | 0 | 0 | 0 | 0 | 0 | -0.01566 | 0.023946
1992 | 204.6667 | 0 | 0 | 0 | 0 | 0 | 0 | 0.035235 | 0.015964
1992 | 204.6771 | 0 | 0 | 0 | 0 | 0 | 0 | 0.04698 | 0.015964
1992 | 204.6875 | 0 | 0 | 0 | 0 | 0 | 0 | 0.03915 | 0.031928
1992 | 204.6979 | 0 | 0 | 0 | 0 | 0 | 0 | 0.00783 | 0.007982
1992 | 204.7083 | 0 | 0 | 0 | 0 | 0 | 0 | 0.003915 | 0.031928
1992 | 204.7187 | 0 | 0 | 0 | 0 | 0 | 0 | 0.003915 | 0.019955
1992 | 204.7292 | 0 | 0 | 0 | 0 | 0 | 0 | 0.027405 | 0.015964
1992 | 204.7396 | 0 | 0 | 0 | 0 | 0 | 0 | 0.03915 | 0.015964
1992 | 204.75 | 0 | 0 | 0 | 0 | 0 | 0 | -0.003915 | 0.023946
1992 | 204.7604 | 0 | 0 | 0 | 0 | 0 | 0 | -0.003915 | 0.015964
1992 | 204.7708 | 0 | 0 | 0 | 0 | 0 | 0 | -0.027405 | 0.023946
1992 | 204.7812 | 0 | 0 | 0 | 0 | 0 | 0 | 0.03915 | 0.011973
1992 | 204.7917 | 0 | 0 | 0 | 0 | 0 | 0 | -0.003915 | 0.015964
1992 | 204.8021 | 0 | 0 | 0 | 0 | 0 | 0 | -0.00783 | 0.007982
1992 | 204.8125 | 0 | 0 | 0 | 0 | 0 | 0 | 0.019575 | 0.011973
1992 | 204.8229 | 0 | 0 | 0 | 0 | 0 | 0 | 0.027405 | 0.003991
1992 | 204.8333 | 0 | 0 | 0 | 0 | 0 | 0 | 0.019575 | 0.011973
1992 | 204.8437 | 0.03132 | 0 | 0 | 0 | 0 | 0 | 0.003915 | 0.011973
1992 | 204.8542 | 0 | 0 | 0 | 0 | 0 | 0 | 0 | 0.003991
1992 | 204.8646 | 0 | 0 | 0 | 0 | 0 | 0 | -0.019575 | 0.019955
1992 | 204.875 | 0 | 0 | 0 | 0 | 0 | 0 | 0.011745 | 0
1992 | 204.8854 | 0 | 0 | 0 | 0 | 0 | 0 | -0.00783 | 0.015964
1992 | 204.8958 | 0 | 0 | 0 | 0 | 0 | 0 | 0.019575 | -0.007982
1992 | 204.9062 | 0 | 0 | 0 | 0 | 0 | 0 | 0.00783 | 0.011973
1992 | 204.9167 | 0 | 0 | 0 | 0 | 0 | 0 | -0.019575 | 0.007982
1992 | 204.9271 | 0 | 0 | 0 | 0 | 0 | 0 | -0.003915 | 0.011973
1992 | 204.9375 | 0 | 0 | 0 | 0 | 0 | 0 | -0.035235 | 0.007982
1992 | 204.9479 | 0 | 0 | 0 | 0 | 0 | 0 | 0.02349 | 0.003991
1992 | 204.9583 | 0 | 0 | 0 | 0 | 0 | 0 | 1.1369e-13 | -0.003991
1992 | 204.9687 | 0 | 0 | 0 | 0 | 0 | 0 | -0.003915 | 0.015964
1992 | 204.9792 | 0 | 0 | 0 | 0 | 0 | 0 | 0.019575 | 0.007982
1992 | 204.9896 | 0 | 0 | 0 | 0 | 0 | 0 | 0 | -0.003991
1992 | 205 | 0 | 0 | 0 | 0 | 0 | 0 | -0.00783 | 0.011973
1992 | 205.0104 | 0 | 0 | 0 | 0 | 0 | 0 | 0.03915 | 0.003991
1992 | 205.0208 | 0 | 0 | 0 | 0 | 0 | 0 | 0.00783 | -0.011973
1992 | 205.0312 | 0 | 0 | 0 | 0 | 0 | 0 | -0.011745 | 0.015964
1992 | 205.0417 | 0 | 0 | 0 | 0 | 0 | 0 | 0.011745 | 0.007982
1992 | 205.0521 | 0 | 0 | 0 | 0 | 0 | 0 | -0.003915 | 0.003991
1992 | 205.0625 | 0 | 0 | 0 | 0 | 0 | 0 | -0.00783 | -0.003991
1992 | 205.0729 | 0 | 0 | 0 | 0 | 0 | 0 | 0.00783 | 0.003991
1992 | 205.0833 | 0 | 0 | 0 | 0 | 0 | 0 | 0.011745 | 0.003991
1992 | 205.0937 | 0 | 0 | 0 | 0 | 0 | 0 | 0.011745 | 0
1992 | 205.1042 | 0 | 0 | 0 | 0 | 0 | 0 | 0.011745 | 0.003991
1992 | 205.1146 | 0 | 0 | 0 | 0 | 0 | 0 | 0.03915 | 0
1992 | 205.125 | 0 | 0 | 0 | 0 | 0 | 0 | -0.003915 | -0.003991
1992 | 205.1354 | 0.08613 | 0 | 0 | 0 | 0 | 0 | 0 | 0.023946
1992 | 205.1458 | 0.00783 | 0 | 0 | 0 | 0 | 0 | 0.05481 | 0
1992 | 205.1562 | 0 | 0 | 0 | 0 | 0 | 0 | -0.035235 | -0.011973
1992 | 205.1667 | 0 | 0 | 0 | 0 | 0 | 0 | 0.0783 | 0.007982
1992 | 205.1771 | 0 | 0 | 0 | 0 | 0 | 0 | -0.00783 | 0
1992 | 205.1875 | 0 | 0 | 0 | 0 | 0 | 0 | 0.011745 | -0.011973
1992 | 205.1979 | 0 | 0 | 0 | 0 | 0 | 0 | -0.003915 | -0.007982
1992 | 205.2083 | 0 | 0 | 0 | 0 | 0 | 0 | -0.00783 | 0.003991
1992 | 205.2187 | 0 | 0 | 0 | 0 | 0 | 0 | 0.00783 | 0
1992 | 205.2292 | 0 | 0 | 0 | 0 | 0 | 0 | -0.00783 | 0
1992 | 205.2396 | 0 | 0 | 0 | 0 | 0 | 0 | 0.011745 | 0.003991
1992 | 205.25 | 0 | 0 | 0 | 0 | 0 | 0 | -0.011745 | 0
1992 | 205.2604 | 0 | 0 | 0 | 0 | 0 | 0 | -0.00783 | 0.007982
1992 | 205.2708 | 0.00783 | 0 | 0 | 0 | 0 | 0 | -0.003915 | 0.003991
1992 | 205.2812 | 0 | 0 | 0 | 0 | 0 | 0 | 0.03915 | 0.011973
1992 | 205.2917 | 0 | 0 | 0 | 0 | 0 | 0 | 0.01566 | 0.011973
1992 | 205.3021 | 0 | 0 | 0 | 0 | 0 | 0 | 0.01566 | 0.007982
1992 | 205.3125 | 0 | 0 | 0 | 0 | 0 | 0 | 0.003915 | 0.003991
1992 | 205.3229 | 0 | 0 | 0 | 0 | 0 | 0 | 0.003915 | 0
1992 | 205.3333 | 0 | 0 | 0 | 0 | 0 | 0 | 0 | 0.015964
1992 | 205.3437 | 0.02349 | 0 | 0 | 0 | 0 | 0 | 0.003915 | 0.011973
1992 | 205.3542 | 0.02349 | 0 | 0 | 0 | 0 | 0 | 0.003915 | 0.023946
1992 | 205.3646 | 0.00783 | 0 | 0 | 0 | 0 | 0 | -0.011745 | 0.007982
1992 | 205.375 | 0 | 0 | 0 | 0 | 0 | 0 | 0.035235 | 0
1992 | 205.3854 | 0 | 0 | 0 | 0 | 0 | 0 | 0.003915 | 0.015964
1992 | 205.3958 | 0 | 0 | 0 | 0 | 0 | 0 | -0.02349 | 0.019955
1992 | 205.4062 | 0 | 0 | 0 | 0 | 0 | 0 | 0.00783 | 0.007982
1992 | 205.4167 | 0 | 0 | 0 | 0 | 0 | 0 | 0.00783 | 0
1992 | 205.4271 | 0 | 0 | 0 | 0 | 0 | 0 | 0.06264 | -0.011973
1992 | 205.4375 | 0 | 0 | 0 | 0 | 0 | 0 | -0.00783 | 0.003991
1992 | 205.4479 | 0 | 0 | 0 | 0 | 0 | 0 | 0.02349 | 0.027937
1992 | 205.4583 | 0 | 0 | 0 | 0 | 0 | 0 | 0.050895 | 0.003991
1992 | 205.4687 | 0 | 0 | 0 | 0 | 0 | 0 | -0.027405 | 0.023946
1992 | 205.4792 | 0 | 0 | 0 | 0 | 0 | 0 | 0.082215 | 0
1992 | 205.4896 | 0 | 0 | 0 | 0 | 0 | 0 | 0.06264 | 0.019955
1992 | 205.5 | 0 | 0 | 0 | 0 | 0 | 0 | 0 | 0.011973
1992 | 205.5104 | 0 | 0 | 0 | 0 | 0 | 0 | 0.027405 | 0.015964
1992 | 205.5208 | 0 | 0 | 0 | 0 | 0 | 0 | 0.027405 | 0.015964
1992 | 205.5312 | 0 | 0 | 0 | 0 | 0 | 0 | 0.019575 | 0.007982
1992 | 205.5417 | 0 | 0 | 0 | 0 | 0 | 0 | 0.003915 | 0.031928
1992 | 205.5521 | 0 | 0 | 0 | 0 | 0 | 0 | 0.035235 | 0.019955
1992 | 205.5625 | 0 | 0 | 0 | 0 | 0 | 0 | -0.003915 | 0.011973
1992 | 205.5729 | 0 | 0 | 0 | 0 | 0 | 0 | 0.019575 | 0.03991
1992 | 205.5833 | 0 | 0 | 0 | 0 | 0 | 0 | 0.05481 | 0
1992 | 205.5937 | 0 | 0 | 0 | 0 | 0 | 0 | 0.03915 | 0.019955
1992 | 205.6042 | 0 | 0 | 0 | 0 | 0 | 0 | -0.019575 | 0.023946
1992 | 205.6146 | 0 | 0 | 0 | 0 | 0 | 0 | 0.03915 | 0.003991
1992 | 205.625 | 0 | 0 | 0 | 0 | 0 | 0 | 0.011745 | 0.019955
1992 | 205.6354 | 0 | 0 | 0 | 0 | 0 | 0 | 0.05481 | 0.035919
1992 | 205.6458 | 0 | 0 | 0 | 0 | 0 | 0 | -0.01566 | 0.03991
1992 | 205.6562 | 0 | 0 | 0 | 0 | 0 | 0 | 0.03915 | 0
1992 | 205.6667 | 0 | 0 | 0 | 0 | 0 | 0 | -0.003915 | 0.015964
1992 | 205.6771 | 0 | 0 | 0 | 0 | 0 | 0 | 0.003915 | 0.023946
1992 | 205.6875 | 0 | 0 | 0 | 0 | 0 | 0 | 0.00783 | 0.015964
1992 | 205.6979 | 0 | 0 | 0 | 0 | 0 | 0 | 0.03915 | 0.023946
1992 | 205.7083 | 0 | 0 | 0 | 0 | 0 | 0 | 0.003915 | 0.007982
1992 | 205.7187 | 0 | 0 | 0 | 0 | 0 | 0 | 0 | 0.031928
1992 | 205.7292 | 0 | 0 | 0 | 0 | 0 | 0 | -0.043065 | 0
1992 | 205.7396 | 0 | 0 | 0 | 0 | 0 | 0 | 0.06264 | 0.015964
1992 | 205.75 | 0 | 0 | 0 | 0 | 0 | 0 | -0.027405 | 0.035919
1992 | 205.7604 | 0 | 0 | 0 | 0 | 0 | 0 | 0.06264 | -0.011973
1992 | 205.7708 | 0 | 0 | 0 | 0 | 0 | 0 | 0.00783 | 0.019955
1992 | 205.7812 | 0 | 0 | 0 | 0 | 0 | 0 | 0.02349 | 0
1992 | 205.7917 | 0 | 0 | 0 | 0 | 0 | 0 | -0.01566 | 0.019955
1992 | 205.8021 | 0 | 0 | 0 | 0 | 0 | 0 | 0.050895 | 0.007982
1992 | 205.8125 | 0 | 0 | 0 | 0 | 0 | 0 | -0.01566 | 0.007982
1992 | 205.8229 | 0 | 0 | 0 | 0 | 0 | 0 | 0.027405 | 0.011973
1992 | 205.8333 | 0 | 0 | 0 | 0 | 0 | 0 | 0.01566 | 0
1992 | 205.8437 | 0 | 0 | 0 | 0 | 0 | 0 | 0.027405 | 0.003991
1992 | 205.8542 | 0 | 0 | 0 | 0 | 0 | 0 | 0.019575 | -0.003991
1992 | 205.8646 | 0 | 0 | 0 | 0 | 0 | 0 | -0.01566 | 0.011973
1992 | 205.875 | 0 | 0 | 0 | 0 | 0 | 0 | 0 | 0.011973
1992 | 205.8854 | 0 | 0 | 0 | 0 | 0 | 0 | 0.00783 | 0
1992 | 205.8958 | 0 | 0 | 0 | 0 | 0 | 0 | -0.00783 | 0.003991
1992 | 205.9062 | 0.01566 | 0 | 0 | 0 | 0 | 0 | -0.003915 | 0.007982
1992 | 205.9167 | 0.00783 | 0 | 0 | 0 | 0 | 0 | -0.003915 | 0.015964
1992 | 205.9271 | 0.03915 | 0 | 0 | 0 | 0 | 0 | -0.003915 | 0
1992 | 205.9375 | 0 | 0 | 0 | 0 | 0 | 0 | 0.011745 | 0.015964
1992 | 205.9479 | 0 | 0 | 0 | 0 | 0 | 0 | 0 | -0.007982
1992 | 205.9583 | 0.03132 | 0 | 0 | 0 | 0 | 0 | 0 | 0.007982
1992 | 205.9687 | 0.00783 | 0 | 0 | 0 | 0 | 0 | -0.00783 | 0.019955
1992 | 205.9792 | 0 | 0 | 0 | 0 | 0 | 0 | 0.00783 | 0
1992 | 205.9896 | 0 | 0 | 0 | 0 | 0 | 0 | -0.00783 | -0.003991
1992 | 206 | 0.02349 | 0 | 0 | 0 | 0 | 0 | 0.00783 | 0.007982
1992 | 206.0104 | 0.00783 | 0 | 0 | 0 | 0 | 0 | 0.01566 | 0
1992 | 206.0208 | 0 | 0 | 0 | 0 | 0 | 0 | 0 | -5.6843e-14
1992 | 206.0312 | 0 | 0 | 0 | 0 | 0 | 0 | 0.019575 | -0.003991
1992 | 206.0417 | 0 | 0 | 0 | 0 | 0 | 0 | 0.01566 | 0.003991
1992 | 206.0521 | 0 | 0 | 0 | 0 | 0 | 0 | 0.011745 | 0.003991
1992 | 206.0625 | 0 | 0 | 0 | 0 | 0 | 0 | 0.003915 | 0.003991
1992 | 206.0729 | 0 | 0 | 0 | 0 | 0 | 0 | 0.02349 | -0.007982
1992 | 206.0833 | 0 | 0 | 0 | 0 | 0 | 0 | 0.01566 | 0
1992 | 206.0937 | 0 | 0 | 0 | 0 | 0 | 0 | 0 | 0
1992 | 206.1042 | 0.00783 | 0 | 0 | 0 | 0 | 0 | -0.003915 | 0.007982
1992 | 206.1146 | 0 | 0 | 0 | 0 | 0 | 0 | 0.003915 | -0.003991
1992 | 206.125 | 0 | 0 | 0 | 0 | 0 | 0 | 0.011745 | 0
1992 | 206.1354 | 0 | 0 | 0 | 0 | 0 | 0 | -0.011745 | 0.003991
1992 | 206.1458 | 0.00783 | 0 | 0 | 0 | 0 | 0 | -0.003915 | -0.007982
1992 | 206.1562 | 0 | 0 | 0 | 0 | 0 | 0 | 0.011745 | 0
1992 | 206.1667 | 0.02349 | 0 | 0 | 0 | 0 | 0 | -0.003915 | 0.011973
1992 | 206.1771 | 0 | 0 | 0 | 0 | 0 | 0 | 0.01566 | -0.003991
1992 | 206.1875 | 0 | 0 | 0 | 0 | 0 | 0 | -0.019575 | 0.003991
1992 | 206.1979 | 0 | 0 | 0 | 0 | 0 | 0 | 0.019575 | 0
1992 | 206.2083 | 0 | 0 | 0 | 0 | 0 | 0 | 0.003915 | -0.003991
1992 | 206.2187 | 0 | 0 | 0 | 0 | 0 | 0 | -0.011745 | 0
1992 | 206.2292 | 0 | 0 | 0 | 0 | 0 | 0 | 0.003915 | 0.007982
1992 | 206.2396 | 0 | 0 | 0 | 0 | 0 | 0 | -0.003915 | 0
1992 | 206.25 | 0 | 0 | 0 | 0 | 0 | 0 | -0.00783 | -0.007982
1992 | 206.2604 | 0 | 0 | 0 | 0 | 0 | 0 | 0.011745 | 0.003991
1992 | 206.2708 | 0 | 0 | 0 | 0 | 0 | 0 | 0.019575 | 0
1992 | 206.2812 | 0 | 0 | 0 | 0 | 0 | 0 | -0.035235 | 0.003991
1992 | 206.2917 | 0 | 0 | 0 | 0 | 0 | 0 | -0.003915 | 0.007982
1992 | 206.3021 | 0.00783 | 0 | 0 | 0 | 0 | 0 | -0.00783 | 0.003991
1992 | 206.3125 | 0.01566 | 0 | 0 | 0 | 0 | 0 | -0.019575 | 0.007982
1992 | 206.3229 | 0 | 0 | 0 | 0 | 0 | 0 | -0.02349 | 0.007982
1992 | 206.3333 | 0 | 0 | 0 | 0 | 0 | 0 | -0.019575 | 0.003991
1992 | 206.3437 | 0.07047 | 0 | 0 | 0 | 0 | 0 | 0 | 0.007982
1992 | 206.3542 | 0.02349 | 0 | 0 | 0 | 0 | 0 | 0.08613 | -0.003991
1992 | 206.3646 | 0 | 0 | 0 | 0 | 0 | 0 | -0.027405 | -0.003991
1992 | 206.375 | 0 | 0 | 0 | 0 | 0 | 0 | -0.003915 | 0
1992 | 206.3854 | 0 | 0 | 0 | 0 | 0 | 0 | 0.082215 | 0.019955
1992 | 206.3958 | 0 | 0 | 0 | 0 | 0 | 0 | 0.05481 | 0.007982
1992 | 206.4062 | 0.04698 | 0 | 0 | 0 | 0 | 0 | 0 | -0.003991
1992 | 206.4167 | 0 | 0 | 0 | 0 | 0 | 0 | 0.06264 | 0.007982
1992 | 206.4271 | 0 | 0 | 0 | 0 | 0 | 0 | 0.019575 | 0.003991
1992 | 206.4375 | 0 | 0 | 0 | 0 | 0 | 0 | 0.05481 | 0.023946
1992 | 206.4479 | 0 | 0 | 0 | 0 | 0 | 0 | 0.01566 | -0.003991
1992 | 206.4583 | 0 | 0 | 0 | 0 | 0 | 0 | 0.01566 | 0.007982
1992 | 206.4687 | 0 | 0 | 0 | 0 | 0 | 0 | 0.00783 | 0.011973
1992 | 206.4792 | 0 | 0 | 0 | 0 | 0 | 0 | 0.043065 | 0.023946
1992 | 206.4896 | 0 | 0 | 0 | 0 | 0 | 0 | 0.035235 | 0.003991
1992 | 206.5 | 0 | 0 | 0 | 0 | 0 | 0 | 0.058725 | 0.011973
1992 | 206.5104 | 0 | 0 | 0 | 0 | 0 | 0 | 0.003915 | 0.035919
1992 | 206.5208 | 0 | 0 | 0 | 0 | 0 | 0 | 0.019575 | -0.003991
1992 | 206.5312 | 0 | 0 | 0 | 0 | 0 | 0 | 0.03132 | 0.023946
1992 | 206.5417 | 0 | 0 | 0 | 0 | 0 | 0 | 0.019575 | 0.019955
1992 | 206.5521 | 0 | 0 | 0 | 0 | 0 | 0 | 0.011745 | 0.03991
1992 | 206.5625 | 0 | 0 | 0 | 0 | 0 | 0 | 0.058725 | 0.007982
1992 | 206.5729 | 0 | 0 | 0 | 0 | 0 | 0 | 0.06264 | 0.011973
1992 | 206.5833 | 0 | 0 | 0 | 0 | 0 | 0 | 0 | 0.035919
1992 | 206.5937 | 0 | 0 | 0 | 0 | 0 | 0 | 0.058725 | 0.019955
1992 | 206.6042 | 0 | 0 | 0 | 0 | 0 | 0 | -0.03915 | 0.031928
1992 | 206.6146 | 0 | 0 | 0 | 0 | 0 | 0 | 0.05481 | 0.027937
1992 | 206.625 | 0 | 0 | 0 | 0 | 0 | 0 | 0.00783 | 0.007982
1992 | 206.6354 | 0 | 0 | 0 | 0 | 0 | 0 | 0.027405 | 0.027937
1992 | 206.6458 | 0 | 0 | 0 | 0 | 0 | 0 | -0.00783 | -0.003991
1992 | 206.6562 | 0 | 0 | 0 | 0 | 0 | 0 | 0.043065 | 0.031928
1992 | 206.6667 | 0 | 0 | 0 | 0 | 0 | 0 | 0.05481 | 0.023946
1992 | 206.6771 | 0 | 0 | 0 | 0 | 0 | 0 | 0.027405 | 0.015964
1992 | 206.6875 | 0 | 0 | 0 | 0 | 0 | 0 | -0.03132 | 0.015964
1992 | 206.6979 | 0 | 0 | 0 | 0 | 0 | 0 | -0.01566 | 0.019955
1992 | 206.7083 | 0 | 0 | 0 | 0 | 0 | 0 | 0.03132 | 0.027937
1992 | 206.7187 | 0 | 0 | 0 | 0 | 0 | 0 | 0.01566 | 0.011973
1992 | 206.7292 | 0 | 0 | 0 | 0 | 0 | 0 | 0.027405 | 0.011973
1992 | 206.7396 | 0 | 0 | 0 | 0 | 0 | 0 | 0.02349 | 0.003991
1992 | 206.75 | 0 | 0 | 0 | 0 | 0 | 0 | -0.043065 | 0.035919
1992 | 206.7604 | 0 | 0 | 0 | 0 | 0 | 0 | 0.08613 | 0.015964
1992 | 206.7708 | 0 | 0 | 0 | 0 | 0 | 0 | -0.01566 | -0.003991
1992 | 206.7812 | 0 | 0 | 0 | 0 | 0 | 0 | -0.003915 | 0.007982
1992 | 206.7917 | 0 | 0 | 0 | 0 | 0 | 0 | -0.00783 | 0.019955
1992 | 206.8021 | 0 | 0 | 0 | 0 | 0 | 0 | 0.06264 | 0.011973
1992 | 206.8125 | 0 | 0 | 0 | 0 | 0 | 0 | -0.019575 | 0.019955
1992 | 206.8229 | 0 | 0 | 0 | 0 | 0 | 0 | 0.035235 | -0.007982
1992 | 206.8333 | 0 | 0 | 0 | 0 | 0 | 0 | 0.03132 | 0.019955
1992 | 206.8437 | 0 | 0 | 0 | 0 | 0 | 0 | -0.011745 | 0.003991
1992 | 206.8542 | 0 | 0 | 0 | 0 | 0 | 0 | -0.003915 | 0.011973
1992 | 206.8646 | 0 | 0 | 0 | 0 | 0 | 0 | 0.02349 | 0.003991
1992 | 206.875 | 0 | 0 | 0 | 0 | 0 | 0 | 0.00783 | 0.003991
1992 | 206.8854 | 0 | 0 | 0 | 0 | 0 | 0 | 0.003915 | 0.007982
1992 | 206.8958 | 0 | 0 | 0 | 0 | 0 | 0 | -0.011745 | 0.011973
1992 | 206.9062 | 0 | 0 | 0 | 0 | 0 | 0 | -0.00783 | 0.003991
1992 | 206.9167 | 0 | 0 | 0 | 0 | 0 | 0 | -0.00783 | 0.011973
1992 | 206.9271 | 0 | 0 | 0 | 0 | 0 | 0 | 0 | 0.011973
1992 | 206.9375 | 0 | 0 | 0 | 0 | 0 | 0 | 0.003915 | -0.003991
1992 | 206.9479 | 0 | 0 | 0 | 0 | 0 | 0 | -0.00783 | -0.003991
1992 | 206.9583 | 0.01566 | 0 | 0 | 0 | 0 | 0 | -0.011745 | 0.023946
1992 | 206.9687 | 0 | 0 | 0 | 0 | 0 | 0 | -0.02349 | 0.003991
1992 | 206.9792 | 0 | 0 | 0 | 0 | 0 | 0 | 0 | 0.015964
1992 | 206.9896 | 0 | 0 | 0 | 0 | 0 | 0 | 0.03132 | 0
1992 | 207 | 0 | 0 | 0 | 0 | 0 | 0 | 0.003915 | -0.003991
1992 | 207.0104 | 0 | 0 | 0 | 0 | 0 | 0 | 0.02349 | 0.007982
1992 | 207.0208 | 0 | 0 | 0 | 0 | 0 | 0 | 0.035235 | 0.007982
1992 | 207.0312 | 0 | 0 | 0 | 0 | 0 | 0 | 0.003915 | 0
1992 | 207.0417 | 0 | 0 | 0 | 0 | 0 | 0 | -0.003915 | 0.011973
1992 | 207.0521 | 0.01566 | 0 | 0 | 0 | 0 | 0 | -1.1369e-13 | 0.003991
1992 | 207.0625 | 0 | 0 | 0 | 0 | 0 | 0 | 0.00783 | 0.003991
1992 | 207.0729 | 0 | 0 | 0 | 0 | 0 | 0 | -0.003915 | -0.003991
1992 | 207.0833 | 0.01566 | 0 | 0 | 0 | 0 | 0 | -0.00783 | 0.007982
1992 | 207.0937 | 0.01566 | 0 | 0 | 0 | 0 | 0 | -0.01566 | 0
1992 | 207.1042 | 0.03132 | 0 | 0 | 0 | 0 | 0 | -0.00783 | 0.015964
1992 | 207.1146 | 0 | 0 | 0 | 0 | 0 | 0 | 0.02349 | -0.003991
1992 | 207.125 | 0 | 0 | 0 | 0 | 0 | 0 | 0.01566 | 0
1992 | 207.1354 | 0 | 0 | 0 | 0 | 0 | 0 | -0.003915 | 0.007982
1992 | 207.1458 | 0 | 0 | 0 | 0 | 0 | 0 | 0.003915 | 0.015964
1992 | 207.1562 | 0.02349 | 0 | 0 | 0 | 0 | 0 | 0 | 0.003991
1992 | 207.1667 | 0 | 0 | 0 | 0 | 0 | 0 | 0.003915 | 0.007982
1992 | 207.1771 | 0 | 0 | 0 | 0 | 0 | 0 | 0.00783 | 0
1992 | 207.1875 | 0 | 0 | 0 | 0 | 0 | 0 | 0.01566 | 0.011973
1992 | 207.1979 | 0 | 0 | 0 | 0 | 0 | 0 | 0.019575 | -0.003991
1992 | 207.2083 | 0 | 0 | 0 | 0 | 0 | 0 | 0.01566 | 0.011973
1992 | 207.2187 | 0 | 0 | 0 | 0 | 0 | 0 | 0.019575 | 0.003991
1992 | 207.2292 | 0 | 0 | 0 | 0 | 0 | 0 | 0.019575 | -0.003991
1992 | 207.2396 | 0 | 0 | 0 | 0 | 0 | 0 | 0.00783 | 0.011973
1992 | 207.25 | 0 | 0 | 0 | 0 | 0 | 0 | -0.003915 | 0.003991
1992 | 207.2604 | 0 | 0 | 0 | 0 | 0 | 0 | 0.011745 | 0.003991
1992 | 207.2708 | 0 | 0 | 0 | 0 | 0 | 0 | 0.01566 | 0.003991
1992 | 207.2812 | 0.03132 | 0 | 0 | 0 | 0 | 0 | 0.00783 | 0.007982
1992 | 207.2917 | 0 | 0 | 0 | 0 | 0 | 0 | 0.00783 | 0
1992 | 207.3021 | 0 | 0 | 0 | 0 | 0 | 0 | 0.019575 | 0.007982
1992 | 207.3125 | 0.03132 | 0 | 0 | 0 | 0 | 0 | 1.1369e-13 | -0.007982
1992 | 207.3229 | 0 | 0 | 0 | 0 | 0 | 0 | -0.003915 | 0
1992 | 207.3333 | 0.03915 | 0 | 0 | 0 | 0 | 0 | -0.01566 | 0
1992 | 207.3437 | 0 | 0 | 0 | 0 | 0 | 0 | 0.027405 | 0.007982
1992 | 207.3542 | 0 | 0 | 0 | 0 | 0 | 0 | 0.027405 | -5.6843e-14
1992 | 207.3646 | 0 | 0 | 0 | 0 | 0 | 0 | -0.011745 | -0.011973
1992 | 207.375 | 0 | 0 | 0 | 0 | 0 | 0 | 0.003915 | 0.007982
1992 | 207.3854 | 0 | 0 | 0 | 0 | 0 | 0 | 0 | -0.003991
1992 | 207.3958 | 0 | 0 | 0 | 0 | 0 | 0 | -0.011745 | 0.007982
1992 | 207.4062 | 0 | 0 | 0 | 0 | 0 | 0 | 0.04698 | 0.011973
1992 | 207.4167 | 0.03132 | 0 | 0 | 0 | 0 | 0 | -0.00783 | 0.003991
1992 | 207.4271 | 0 | 0 | 0 | 0 | 0 | 0 | 0.066555 | 0.003991
1992 | 207.4375 | 0 | 0 | 0 | 0 | 0 | 0 | 0.03132 | 0
1992 | 207.4479 | 0 | 0 | 0 | 0 | 0 | 0 | 0.074385 | 0.015964
1992 | 207.4583 | 0 | 0 | 0 | 0 | 0 | 0 | 0.01566 | 0.003991
1992 | 207.4687 | 0 | 0 | 0 | 0 | 0 | 0 | 0.06264 | 0.011973
1992 | 207.4792 | 0 | 0 | 0 | 0 | 0 | 0 | 0.03915 | 0.003991
1992 | 207.4896 | 0 | 0 | 0 | 0 | 0 | 0 | 0.00783 | 0.015964
1992 | 207.5 | 0 | 0 | 0 | 0 | 0 | 0 | 0.058725 | 0.015964
1992 | 207.5104 | 0 | 0 | 0 | 0 | 0 | 0 | 0.08613 | 0.019955
1992 | 207.5208 | 0 | 0 | 0 | 0 | 0 | 0 | 0.00783 | 0.019955
1992 | 207.5312 | 0 | 0 | 0 | 0 | 0 | 0 | 0.003915 | 0.007982
1992 | 207.5417 | 0 | 0 | 0 | 0 | 0 | 0 | 0.058725 | 0.019955
1992 | 207.5521 | 0 | 0 | 0 | 0 | 0 | 0 | 0.08613 | 0.027937
1992 | 207.5625 | 0 | 0 | 0 | 0 | 0 | 0 | -0.082215 | 0.011973
1992 | 207.5729 | 0 | 0 | 0 | 0 | 0 | 0 | 0.04698 | 0.011973
1992 | 207.5833 | 0 | 0 | 0 | 0 | 0 | 0 | 0.003915 | 0.031928
1992 | 207.5937 | 0 | 0 | 0 | 0 | 0 | 0 | -0.03132 | 0.011973
1992 | 207.6042 | 0 | 0 | 0 | 0 | 0 | 0 | 0.074385 | 0.031928
1992 | 207.6146 | 0 | 0 | 0 | 0 | 0 | 0 | 0.050895 | 0.043901
1992 | 207.625 | 0 | 0 | 0 | 0 | 0 | 0 | -0.003915 | 0.015964
1992 | 207.6354 | 0 | 0 | 0 | 0 | 0 | 0 | -1.1369e-13 | 0.019955
1992 | 207.6458 | 0 | 0 | 0 | 0 | 0 | 0 | -0.043065 | 0.019955
1992 | 207.6562 | 0 | 0 | 0 | 0 | 0 | 0 | 0.050895 | 0.015964
1992 | 207.6667 | 0 | 0 | 0 | 0 | 0 | 0 | 0.035235 | 5.6843e-14
1992 | 207.6771 | 0 | 0 | 0 | 0 | 0 | 0 | -0.027405 | 0.003991
1992 | 207.6875 | 0 | 0 | 0 | 0 | 0 | 0 | 0.027405 | 0.027937
1992 | 207.6979 | 0 | 0 | 0 | 0 | 0 | 0 | 0.074385 | 0.011973
1992 | 207.7083 | 0 | 0 | 0 | 0 | 0 | 0 | -0.019575 | 0.015964
1992 | 207.7187 | 0 | 0 | 0 | 0 | 0 | 0 | -0.00783 | 0.011973
1992 | 207.7292 | 0 | 0 | 0 | 0 | 0 | 0 | -0.03915 | 0.019955
1992 | 207.7396 | 0 | 0 | 0 | 0 | 0 | 0 | -0.082215 | 0.023946
1992 | 207.75 | 0 | 0 | 0 | 0 | 0 | 0 | -0.00783 | 0.043901
1992 | 207.7604 | 0 | 0 | 0 | 0 | 0 | 0 | 0.074385 | -0.011973
1992 | 207.7708 | 0 | 0 | 0 | 0 | 0 | 0 | -0.043065 | 0
1992 | 207.7812 | 0 | 0 | 0 | 0 | 0 | 0 | -0.09396 | 0
1992 | 207.7917 | 0 | 0 | 0 | 0 | 0 | 0 | 0.12919 | 0.031928
1992 | 207.8021 | 0 | 0 | 0 | 0 | 0 | 0 | 0.12919 | 0
1992 | 207.8125 | 0 | 0 | 0 | 0 | 0 | 0 | 0.05481 | 0
1992 | 207.8229 | 0 | 0 | 0 | 0 | 0 | 0 | 0.01566 | 0.011973
1992 | 207.8333 | 0 | 0 | 0 | 0 | 0 | 0 | 0.003915 | 0.007982
1992 | 207.8437 | 0 | 0 | 0 | 0 | 0 | 0 | 0.01566 | 0.011973
1992 | 207.8542 | 0 | 0 | 0 | 0 | 0 | 0 | 0.003915 | 0.011973
1992 | 207.8646 | 0 | 0 | 0 | 0 | 0 | 0 | 0 | 0.003991
1992 | 207.875 | 0 | 0 | 0 | 0 | 0 | 0 | 0.003915 | 0.007982
1992 | 207.8854 | 0 | 0 | 0 | 0 | 0 | 0 | 0 | 0.003991
1992 | 207.8958 | 0 | 0 | 0 | 0 | 0 | 0 | -0.003915 | 0.003991
1992 | 207.9062 | 0.01566 | 0 | 0 | 0 | 0 | 0 | -0.00783 | 0.003991
1992 | 207.9167 | 0 | 0 | 0 | 0 | 0 | 0 | 0.019575 | 0.007982
1992 | 207.9271 | 0 | 0 | 0 | 0 | 0 | 0 | -0.00783 | 0.003991
1992 | 207.9375 | 0 | 0 | 0 | 0 | 0 | 0 | -0.01566 | 0.003991
1992 | 207.9479 | 0 | 0 | 0 | 0 | 0 | 0 | 0.02349 | 0.003991
1992 | 207.9583 | 0 | 0 | 0 | 0 | 0 | 0 | -0.019575 | 0
1992 | 207.9687 | 0 | 0 | 0 | 0 | 0 | 0 | 0.035235 | 0.019955
1992 | 207.9792 | 0 | 0 | 0 | 0 | 0 | 0 | 0.019575 | 0.003991
1992 | 207.9896 | 0 | 0 | 0 | 0 | 0 | 0 | -0.011745 | 0.003991
1992 | 208 | 0 | 0 | 0 | 0 | 0 | 0 | 0.00783 | -5.6843e-14
1992 | 208.0104 | 0 | 0 | 0 | 0 | 0 | 0 | 0.03132 | 0.007982
1992 | 208.0208 | 0 | 0 | 0 | 0 | 0 | 0 | -0.011745 | -0.003991
1992 | 208.0312 | 0 | 0 | 0 | 0 | 0 | 0 | 0.00783 | 0
1992 | 208.0417 | 0.01566 | 0 | 0 | 0 | 0 | 0 | 0.019575 | 0.003991
1992 | 208.0521 | 0.03915 | 0 | 0 | 0 | 0 | 0 | 0.019575 | -0.007982
1992 | 208.0625 | 0 | 0.015964 | 0 | 0 | 0 | 0 | -0.14877 | -0.003991
1992 | 208.0729 | 0 | 0 | 0 | 0 | 0 | 0 | 0.10179 | 0.003991
1992 | 208.0833 | 0 | 0 | 0 | 0 | 0 | 0 | 0.03132 | 0.007982
1992 | 208.0937 | 0 | 0 | 0 | 0 | 0 | 0 | 0.003915 | 0.007982
1992 | 208.1042 | 0 | 0 | 0 | 0 | 0 | 0 | -0.02349 | -0.007982
1992 | 208.1146 | 0 | 0 | 0 | 0 | 0 | 0 | 0.03132 | 0.023946
1992 | 208.125 | 0 | 0 | 0 | 0 | 0 | 0 | -0.003915 | 0
1992 | 208.1354 | 0 | 0 | 0 | 0 | 0 | 0 | -0.003915 | -0.003991
1992 | 208.1458 | 0.02349 | 0 | 0 | 0 | 0 | 0 | 0.00783 | 0.003991
1992 | 208.1562 | 0 | 0 | 0 | 0 | 0 | 0 | 0.019575 | -0.003991
1992 | 208.1667 | 0 | 0.015964 | 0 | 0 | 0 | 0 | -0.011745 | -0.003991
1992 | 208.1771 | 0 | 0 | 0 | 0 | 0 | 0 | 0.003915 | 0
1992 | 208.1875 | 0 | 0 | 0 | 0 | 0 | 0 | -0.003915 | 0
1992 | 208.1979 | 0 | 0 | 0 | 0 | 0 | 0 | 0.00783 | -0.003991
1992 | 208.2083 | 0.00783 | 0 | 0 | 0 | 0 | 0 | -0.24273 | 0
1992 | 208.2187 | 0 | 0 | 0 | 0 | 0 | 0 | 0.23099 | -0.003991
1992 | 208.2292 | 0 | 0 | 0 | 0 | 0 | 0 | -0.003915 | 0
1992 | 208.2396 | 0.01566 | 0.007982 | 0 | 0 | 0 | 0 | -0.00783 | 0.003991
1992 | 208.25 | 0 | 0 | 0 | 0 | 0 | 0 | -0.00783 | 0.003991
1992 | 208.2604 | 0 | 0 | 0 | 0 | 0 | 0 | 0.003915 | 0.011973
1992 | 208.2708 | 0 | 0 | 0 | 0 | 0 | 0 | 0 | -0.003991
1992 | 208.2812 | 0.02349 | 0 | 0 | 0 | 0 | 0 | 0.019575 | 0.011973
1992 | 208.2917 | 0 | 0 | 0 | 0 | 0 | 0 | 0.01566 | 0.003991
1992 | 208.3021 | 0 | 0 | 0 | 0 | 0 | 0 | 0 | 0.011973
1992 | 208.3125 | 0 | 0 | 0 | 0 | 0 | 0 | 0.011745 | 0
1992 | 208.3229 | 0 | 0 | 0 | 0 | 0 | 0 | -0.003915 | 0.003991
1992 | 208.3333 | 0 | 0 | 0 | 0 | 0 | 0 | 0.003915 | 0.007982
1992 | 208.3437 | 0 | 0 | 0 | 0 | 0 | 0 | -0.00783 | 0.003991
1992 | 208.3542 | 0 | 0 | 0 | 0 | 0 | 0 | 0.01566 | 0.015964
1992 | 208.3646 | 0 | 0 | 0 | 0 | 0 | 0 | 0.00783 | 0.019955
1992 | 208.375 | 0 | 0 | 0 | 0 | 0 | 0 | 0.02349 | 0
1992 | 208.3854 | 0 | 0 | 0 | 0 | 0 | 0 | 0.01566 | 0.003991
1992 | 208.3958 | 0 | 0 | 0 | 0 | 0 | 0 | 0.027405 | 0.003991
1992 | 208.4062 | 0 | 0 | 0 | 0 | 0 | 0 | 0.019575 | 0.007982
1992 | 208.4167 | 0 | 0 | 0 | 0 | 0 | 0 | 0.027405 | 0.019955
1992 | 208.4271 | 0 | 0 | 0 | 0 | 0 | 0 | 0.03132 | 0.003991
1992 | 208.4375 | 0 | 0 | 0 | 0 | 0 | 0 | 0.02349 | 0.003991
1992 | 208.4479 | 0 | 0 | 0 | 0 | 0 | 0 | 0.01566 | 0.019955
1992 | 208.4583 | 0 | 0 | 0 | 0 | 0 | 0 | 0.03915 | -0.019955
1992 | 208.4687 | 0 | 0 | 0 | 0 | 0 | 0 | 0.003915 | 0.027937
1992 | 208.4792 | 0 | 0 | 0 | 0 | 0 | 0 | 0.035235 | 0.003991
1992 | 208.4896 | 0 | 0 | 0 | 0 | 0 | 0 | 0.019575 | 0.003991
1992 | 208.5 | 0 | 0 | 0 | 0 | 0 | 0 | 0.01566 | 0.011973
1992 | 208.5104 | 0 | 0 | 0 | 0 | 0 | 0 | 0.03132 | 0.023946
1992 | 208.5208 | 0 | 0 | 0 | 0 | 0 | 0 | 0 | 0.015964
1992 | 208.5312 | 0 | 0 | 0 | 0 | 0 | 0 | 0.03915 | 0.003991
1992 | 208.5417 | 0 | 0 | 0 | 0 | 0 | 0 | 0.02349 | 0.007982
1992 | 208.5521 | 0 | 0 | 0 | 0 | 0 | 0 | 0.00783 | 0.019955
1992 | 208.5625 | 0 | 0 | 0 | 0 | 0 | 0 | 0.011745 | 0
1992 | 208.5729 | 0 | 0 | 0 | 0 | 0 | 0 | 0.03915 | 0
1992 | 208.5833 | 0 | 0 | 0 | 0 | 0 | 0 | 0.011745 | 0.027937
1992 | 208.5937 | 0 | 0 | 0 | 0 | 0 | 0 | -0.00783 | 0.023946
1992 | 208.6042 | 0 | 0 | 0 | 0 | 0 | 0 | 0.01566 | 0.03991
1992 | 208.6146 | 0 | 0 | 0 | 0 | 0 | 0 | 0.03915 | 0
1992 | 208.625 | 0 | 0 | 0 | 0 | 0 | 0 | 0.00783 | 0.015964
1992 | 208.6354 | 0 | 0 | 0 | 0 | 0 | 0 | 0.011745 | 0.023946
1992 | 208.6458 | 0 | 0 | 0 | 0 | 0 | 0 | 0.00783 | -0.003991
1992 | 208.6562 | 0 | 0 | 0 | 0 | 0 | 0 | 0.00783 | 0.019955
1992 | 208.6667 | 0 | 0 | 0 | 0 | 0 | 0 | 0.019575 | 0.007982
1992 | 208.6771 | 0 | 0 | 0 | 0 | 0 | 0 | 0.019575 | 0.003991
1992 | 208.6875 | 0 | 0 | 0 | 0 | 0 | 0 | 0 | 0.019955
1992 | 208.6979 | 0 | 0 | 0 | 0 | 0 | 0 | 0.003915 | 0.011973
1992 | 208.7083 | 0 | 0 | 0 | 0 | 0 | 0 | 0.01566 | 0.007982
1992 | 208.7187 | 0 | 0 | 0 | 0 | 0 | 0 | -0.003915 | 0.019955
1992 | 208.7292 | 0 | 0 | 0 | 0 | 0 | 0 | 0.01566 | 0.011973
1992 | 208.7396 | 0 | 0 | 0 | 0 | 0 | 0 | -0.003915 | 0.007982
1992 | 208.75 | 0 | 0 | 0 | 0 | 0 | 0 | 0.011745 | 0.015964
1992 | 208.7604 | 0 | 0 | 0 | 0 | 0 | 0 | 0 | -0.003991
1992 | 208.7708 | 0 | 0 | 0 | 0 | 0 | 0 | -0.019575 | 0.019955
1992 | 208.7812 | 0 | 0 | 0 | 0 | 0 | 0 | 0.01566 | 0.003991
1992 | 208.7917 | 0 | 0 | 0 | 0 | 0 | 0 | -0.003915 | 0
1992 | 208.8021 | 0 | 0 | 0 | 0 | 0 | 0 | -0.003915 | 0
1992 | 208.8125 | 0 | 0 | 0 | 0 | 0 | 0 | 0.019575 | 0
1992 | 208.8229 | 0 | 0 | 0 | 0.007982 | 0 | 0 | -0.003915 | 0
1992 | 208.8333 | 0 | 0 | 0 | 0 | 0 | 0 | 0.011745 | 0.015964
1992 | 208.8437 | 0 | 0 | 0.03132 | 0 | 0 | 0 | 1.1369e-13 | -0.015964
1992 | 208.8542 | 0 | 0 | 0.01566 | 0.031928 | 0 | 0 | -0.019575 | -5.6843e-14
1992 | 208.8646 | 0 | 0 | 0.18009 | 0.031928 | 0 | 0 | -0.003915 | 5.6843e-14
1992 | 208.875 | 0 | 0 | 0.54027 | 0.45497 | 0 | 0 | 0.05481 | 1.1369e-13
1992 | 208.8854 | 0 | 0 | 3.2886 | 3.1848 | 0 | 0 | 1.1369e-13 | -5.6843e-14
1992 | 208.8958 | 0 | 0 | 8.2293 | 9.0755 | 0 | 0 | 0 | -1.1369e-13
1992 | 208.9062 | 0 | 0 | 2.9989 | 3.4802 | 0 | 0 | 0 | 5.6843e-14
1992 | 208.9167 | 0 | 0 | 7.1879 | 8.0618 | 0 | 0 | 0 | 1.1369e-13
1992 | 208.9271 | 0 | 0 | 2.3881 | 2.3387 | 0 | 0 | 0 | -5.6843e-14
1992 | 208.9375 | 0 | 0 | 0.71253 | 0.65452 | 0 | 0 | 0 | 5.6843e-14
1992 | 208.9479 | 0 | 0 | 0.27405 | 0.39112 | 0 | 0 | 0 | 0
1992 | 208.9583 | 0 | 0 | 0.22707 | 0.42305 | 0 | 0 | 0 | 0
1992 | 208.9687 | 0 | 0 | 0.63423 | 0.65452 | 0 | 0 | 0 | -1.1369e-13
1992 | 208.9792 | 0 | 0 | 1.1119 | 1.1574 | 0 | 0 | 0 | 1.1369e-13
1992 | 208.9896 | 0 | 0 | 1.2371 | 1.2851 | 0 | 0 | -1.1369e-13 | 1.1369e-13
1992 | 209 | 0 | 0 | 0.71253 | 0.74233 | 0 | 0 | 1.1369e-13 | 0
1992 | 209.0104 | 0 | 0 | 0.1566 | 0.20753 | 0 | 0 | 0 | 0
1992 | 209.0208 | 0 | 0 | 0.07047 | 0.07982 | 0 | 0 | 1.1369e-13 | 0
1992 | 209.0312 | 0 | 0 | 0.06264 | 0.03991 | 0 | 0 | 0.00783 | 0
1992 | 209.0417 | 0 | 0 | 0 | 0.023946 | 0 | 0 | 0.02349 | 0
1992 | 209.0521 | 0 | 0 | 0 | 0 | 0 | 0 | 0.019575 | 5.6843e-14
1992 | 209.0625 | 0 | 0 | 0 | 0 | 0 | 0 | 0.003915 | -0.007982
1992 | 209.0729 | 0 | 0 | 0 | 0 | 0 | 0 | -0.003915 | 0.007982
1992 | 209.0833 | 0 | 0 | 0 | 0 | 0 | 0 | 0.00783 | -0.007982
1992 | 209.0937 | 0 | 0 | 0 | 0 | 0 | 0 | -0.003915 | 0
1992 | 209.1042 | 0 | 0 | 0 | 0 | 0 | 0 | 0.011745 | 0.015964
1992 | 209.1146 | 0 | 0 | 0 | 0 | 0 | 0 | 0.003915 | -0.003991
1992 | 209.125 | 0 | 0 | 0 | 0 | 0 | 0 | -0.00783 | -0.003991
1992 | 209.1354 | 0 | 0 | 0 | 0 | 0 | 0 | -0.003915 | -0.003991
1992 | 209.1458 | 0 | 0 | 0 | 0 | 0 | 0 | 0.01566 | 0.003991
1992 | 209.1562 | 0 | 0 | 0 | 0 | 0 | 0 | 0.003915 | 0.007982
1992 | 209.1667 | 0 | 0 | 0 | 0 | 0 | 0 | 0 | 0.007982
1992 | 209.1771 | 0 | 0 | 0 | 0 | 0 | 0 | 0.00783 | 0.011973
1992 | 209.1875 | 0 | 0 | 0 | 0 | 0 | 0 | 0.011745 | 0.003991
1992 | 209.1979 | 0 | 0 | 0 | 0 | 0 | 0 | 0.011745 | 0.003991
1992 | 209.2083 | 0 | 0 | 0 | 0 | 0 | 0 | -0.003915 | 0.007982
1992 | 209.2187 | 0 | 0 | 0 | 0 | 0 | 0 | 0.00783 | 0.003991
1992 | 209.2292 | 0 | 0 | 0 | 0 | 0 | 0 | 0 | 0.007982
1992 | 209.2396 | 0 | 0 | 0 | 0 | 0 | 0 | -0.00783 | 0.007982
1992 | 209.25 | 0 | 0 | 0 | 0 | 0 | 0 | -1.1369e-13 | 0.003991
1992 | 209.2604 | 0 | 0 | 0 | 0 | 0 | 0 | 0.011745 | 0.015964
1992 | 209.2708 | 0 | 0 | 0 | 0 | 0 | 0 | 0.00783 | 0.007982
1992 | 209.2812 | 0 | 0 | 0 | 0 | 0 | 0 | 0.011745 | 0.015964
1992 | 209.2917 | 0 | 0 | 0 | 0 | 0 | 0 | 0.027405 | 0.019955
1992 | 209.3021 | 0 | 0 | 0 | 0 | 0 | 0 | 0.003915 | 0.019955
1992 | 209.3125 | 0 | 0 | 0 | 0 | 0 | 0 | 0.011745 | 0.023946
1992 | 209.3229 | 0 | 0 | 0 | 0 | 0 | 0 | 0.027405 | 0.019955
1992 | 209.3333 | 0 | 0 | 0 | 0 | 0 | 0 | 0.011745 | 0.019955
1992 | 209.3437 | 0 | 0 | 0 | 0 | 0 | 0 | 0.01566 | 0.023946
1992 | 209.3542 | 0 | 0 | 0 | 0 | 0 | 0 | 0.03132 | 0.035919
1992 | 209.3646 | 0 | 0 | 0 | 0 | 0 | 0 | 0.035235 | 0.03991
1992 | 209.375 | 0 | 0 | 0 | 0 | 0 | 0 | 0.027405 | 0.03991
1992 | 209.3854 | 0 | 0 | 0 | 0 | 0 | 0 | 0.02349 | 0.067847
1992 | 209.3958 | 0 | 0 | 0 | 0 | 0 | 0 | 0.058725 | 0.07982
1992 | 209.4062 | 0 | 0 | 0 | 0 | 0 | 0 | 0.07047 | 0.099775
1992 | 209.4167 | 0 | 0 | 0 | 0 | 0 | 0 | 0.066555 | 0.11973
1992 | 209.4271 | 0 | 0 | 0 | 0 | 0 | 0 | 0.09396 | 0.11574
1992 | 209.4375 | 0 | 0 | 0 | 0 | 0 | 0 | 0.06264 | 0.071838
1992 | 209.4479 | 0 | 0 | 0 | 0 | 0 | 0 | 0.09396 | 0.099775
1992 | 209.4583 | 0 | 0 | 0 | 0 | 0 | 0 | 0.090045 | 0.11175
1992 | 209.4687 | 0 | 0 | 0 | 0 | 0 | 0 | 0.090045 | 0.075829
1992 | 209.4792 | 0 | 0 | 0 | 0 | 0 | 0 | 0.10962 | 0.063856
1992 | 209.4896 | 0 | 0 | 0 | 0 | 0 | 0 | 0.07047 | 0.075829
1992 | 209.5 | 0 | 0 | 0 | 0 | 0 | 0 | 0.10179 | 0.043901
1992 | 209.5104 | 0 | 0 | 0 | 0 | 0 | 0 | 0.0783 | 0.043901
1992 | 209.5208 | 0 | 0 | 0 | 0 | 0 | 0 | 0.09396 | 0.03991
1992 | 209.5312 | 0 | 0 | 0 | 0 | 0 | 0 | 0.12528 | 0.047892
1992 | 209.5417 | 0 | 0 | 0 | 0 | 0 | 0 | 0.13703 | 0.063856
1992 | 209.5521 | 0 | 0 | 0 | 0 | 0 | 0 | 0.12136 | 0.051883
1992 | 209.5625 | 0 | 0 | 0 | 0 | 0 | 0 | 0.12528 | 0.035919
1992 | 209.5729 | 0 | 0 | 0 | 0 | 0 | 0 | 0.1292 | 0.055874
1992 | 209.5833 | 0 | 0 | 0 | 0 | 0 | 0 | 0.14877 | 0.055874
1992 | 209.5937 | 0 | 0 | 0 | 0 | 0 | 0 | 0.16835 | 0.043901
1992 | 209.6042 | 0 | 0 | 0 | 0 | 0 | 0 | 0.14877 | 0.047892
1992 | 209.6146 | 0 | 0 | 0 | 0 | 0 | 0 | 0.16051 | 0.055874
1992 | 209.625 | 0 | 0 | 0 | 0 | 0 | 0 | 0.14094 | 0.043901
1992 | 209.6354 | 0 | 0 | 0 | 0 | 0 | 0 | 0.14486 | 0.035919
1992 | 209.6458 | 0 | 0 | 0 | 0 | 0 | 0 | 0.11354 | 0.027937
1992 | 209.6562 | 0 | 0 | 0 | 0 | 0 | 0 | 0.0783 | 0.011973
1992 | 209.6667 | 0 | 0 | 0 | 0 | 0 | 0 | 0.09396 | 0.043901
1992 | 209.6771 | 0 | 0 | 0 | 0 | 0 | 0 | 0.11354 | 0.031928
1992 | 209.6875 | 0 | 0 | 0 | 0 | 0 | 0 | 0.090045 | 0.015964
1992 | 209.6979 | 0 | 0 | 0 | 0 | 0 | 0 | 0.08613 | 0.031928
1992 | 209.7083 | 0 | 0 | 0 | 0 | 0 | 0 | 0.09396 | 0.019955
1992 | 209.7187 | 0 | 0 | 0 | 0 | 0 | 0 | 0.10179 | 0.015964
1992 | 209.7292 | 0 | 0 | 0 | 0 | 0 | 0 | 0.09396 | 0.019955
1992 | 209.7396 | 0 | 0 | 0 | 0 | 0 | 0 | 0.074385 | 0.035919
1992 | 209.75 | 0 | 0 | 0 | 0 | 0 | 0 | 0.07047 | 0.027937
1992 | 209.7604 | 0 | 0 | 0 | 0 | 0 | 0 | 0.082215 | 0.011973
1992 | 209.7708 | 0 | 0 | 0 | 0 | 0 | 0 | 0.06264 | 0.019955
1992 | 209.7812 | 0 | 0 | 0 | 0 | 0 | 0 | 0.03132 | 0.011973
1992 | 209.7917 | 0 | 0 | 0 | 0 | 0 | 0 | 0.050895 | 0.015964
1992 | 209.8021 | 0 | 0 | 0 | 0 | 0 | 0 | 0.027405 | 0.007982
1992 | 209.8125 | 0 | 0 | 0 | 0 | 0 | 0 | 0.027405 | 0.011973
1992 | 209.8229 | 0 | 0 | 0 | 0 | 0 | 0 | 0.011745 | -0.003991
1992 | 209.8333 | 0 | 0 | 0 | 0 | 0 | 0 | 0.00783 | -0.003991
1992 | 209.8437 | 0 | 0 | 0 | 0 | 0 | 0 | 0.003915 | 0.003991
1992 | 209.8542 | 0 | 0 | 0 | 0 | 0 | 0 | 0.003915 | 0.003991
1992 | 209.8646 | 0 | 0 | 0 | 0 | 0 | 0 | 0.003915 | 0
1992 | 209.875 | 0 | 0 | 0 | 0 | 0 | 0 | 0.003915 | 0.007982
1992 | 209.8854 | 0 | 0 | 0 | 0 | 0 | 0 | 0.00783 | 0
1992 | 209.8958 | 0 | 0 | 0 | 0 | 0 | 0 | 0.011745 | 0.003991
1992 | 209.9062 | 0 | 0 | 0 | 0 | 0 | 0 | -0.003915 | 0.003991
1992 | 209.9167 | 0 | 0 | 0 | 0 | 0 | 0 | 0.011745 | 0.007982
1992 | 209.9271 | 0 | 0 | 0 | 0 | 0 | 0 | 0.01566 | 0
1992 | 209.9375 | 0 | 0 | 0 | 0 | 0 | 0 | 0 | 0
1992 | 209.9479 | 0 | 0 | 0 | 0 | 0 | 0 | 0.011745 | -0.003991
1992 | 209.9583 | 0 | 0 | 0 | 0 | 0 | 0 | 0 | -0.003991
1992 | 209.9687 | 0 | 0 | 0 | 0 | 0 | 0 | 0 | 0
1992 | 209.9792 | 0 | 0.007982 | 0 | 0 | 0 | 0 | 0.00783 | 0
1992 | 209.9896 | 0 | 0 | 0 | 0 | 0 | 0 | -0.011745 | 0
1992 | 210 | 0 | 0 | 0 | 0 | 0 | 0 | 0 | 0
1992 | 210.0104 | 0 | 0 | 0 | 0 | 0 | 0 | -0.003915 | 0
1992 | 210.0208 | 0 | 0 | 0 | 0 | 0 | 0 | 0 | 0.007982
1992 | 210.0312 | 0 | 0 | 0 | 0 | 0 | 0 | 0.019575 | -0.007982
1992 | 210.0417 | 0 | 0.007982 | 0 | 0 | 0 | 0 | 0 | -5.6843e-14
1992 | 210.0521 | 0 | 0 | 0 | 0 | 0 | 0 | -0.003915 | 0
1992 | 210.0625 | 0 | 0 | 0 | 0 | 0 | 0 | 0.019575 | 0
1992 | 210.0729 | 0 | 0.015964 | 0 | 0 | 0 | 0 | -0.003915 | -5.6843e-14
1992 | 210.0833 | 0 | 0 | 0 | 0 | 0 | 0 | 0.011745 | 0.003991
1992 | 210.0937 | 0 | 0 | 0 | 0 | 0 | 0 | -0.003915 | -0.003991
1992 | 210.1042 | 0 | 0.007982 | 0 | 0 | 0 | 0 | -0.003915 | 0
1992 | 210.1146 | 0 | 0.007982 | 0 | 0 | 0 | 0 | 0 | -5.6843e-14
1992 | 210.125 | 0.00783 | 0 | 0 | 0 | 0 | 0 | 0.00783 | -0.007982
1992 | 210.1354 | 0 | 0.007982 | 0 | 0 | 0 | 0 | 0 | 5.6843e-14
1992 | 210.1458 | 0 | 0 | 0 | 0 | 0 | 0 | -1.1369e-13 | 0
1992 | 210.1562 | 0 | 0.007982 | 0 | 0 | 0 | 0 | 0.003915 | 0
1992 | 210.1667 | 0 | 0.007982 | 0 | 0 | 0 | 0 | -0.00783 | -5.6843e-14
1992 | 210.1771 | 0 | 0.007982 | 0 | 0 | 0 | 0 | 0 | 0
1992 | 210.1875 | 0 | 0.007982 | 0 | 0 | 0 | 0 | -0.003915 | -5.6843e-14
1992 | 210.1979 | 0 | 0.007982 | 0 | 0 | 0 | 0 | 0.003915 | 5.6843e-14
1992 | 210.2083 | 0 | 0 | 0 | 0 | 0 | 0 | -0.003915 | 0
1992 | 210.2187 | 0.00783 | 0.007982 | 0 | 0 | 0 | 0 | -0.003915 | -5.6843e-14
1992 | 210.2292 | 0 | 0.007982 | 0 | 0 | 0 | 0 | -0.003915 | -0.003991
1992 | 210.2396 | 0 | 0 | 0 | 0 | 0 | 0 | 0 | -0.003991
1992 | 210.25 | 0 | 0 | 0 | 0 | 0 | 0 | -0.003915 | -0.007982
1992 | 210.2604 | 0 | 0 | 0 | 0 | 0 | 0 | -0.00783 | -0.003991
1992 | 210.2708 | 0 | 0 | 0 | 0 | 0 | 0 | 0 | 0
1992 | 210.2812 | 0 | 0 | 0 | 0 | 0 | 0 | -0.003915 | 0
1992 | 210.2917 | 0 | 0 | 0 | 0 | 0 | 0 | 0 | 0.007982
1992 | 210.3021 | 0 | 0 | 0 | 0 | 0 | 0 | 0.003915 | 0.015964
1992 | 210.3125 | 0 | 0 | 0 | 0 | 0 | 0 | 0.003915 | 0.027937
1992 | 210.3229 | 0 | 0 | 0 | 0 | 0 | 0 | 0.003915 | 0.027937
1992 | 210.3333 | 0 | 0 | 0 | 0 | 0 | 0 | -0.0033277 | 0.035919
1992 | 210.3437 | 0 | 0 | 0 | 0 | 0 | 0 | 0.0011745 | 0.055874
1992 | 210.3542 | 0 | 0 | 0 | 0 | 0 | 0 | 0.0011745 | 0.035919
1992 | 210.3646 | 0 | 0 | 0 | 0 | 0 | 0 | 0.0011745 | 0.03991
1992 | 210.375 | 0 | 0 | 0 | 0 | 0 | 0 | 0.00097875 | 0.043901
1992 | 210.3854 | 0 | 0 | 0 | 0 | 0 | 0 | 0 | 0.035919
1992 | 210.3958 | 0 | 0 | 0 | 0 | 0 | 0 | 0.032886 | 0.023946
1992 | 210.4062 | 0 | 0 | 0 | 0 | 0 | 0 | 0.065772 | 0.027937
1992 | 210.4167 | 0 | 0 | 0 | 0 | 0 | 0 | 0.065772 | 0.019955
1992 | 210.4271 | 0 | 0 | 0 | 0 | 0 | 0 | 0.065772 | 0.023946
1992 | 210.4375 | 0 | 0 | 0 | 0 | 0 | 0 | 0.065772 | 0.019955
1992 | 210.4479 | 0 | 0 | 0 | 0 | 0 | 0 | 0.097092 | 0.019955
1992 | 210.4583 | 0 | 0 | 0 | 0 | 0 | 0 | 0.15269 | 0.023946
1992 | 210.4687 | 0 | 0 | 0 | 0 | 0 | 0 | 0.13311 | 0.031928
1992 | 210.4792 | 0 | 0 | 0 | 0 | 0 | 0 | 0.14485 | 0.019955
1992 | 210.4896 | 0 | 0 | 0 | 0 | 0 | 0 | 0.14486 | 0.035919
1992 | 210.5 | 0 | 0 | 0 | 0 | 0 | 0 | 0.13702 | 0.035919
1992 | 210.5104 | 0 | 0 | 0 | 0 | 0 | 0 | 0.1566 | 0.031928
1992 | 210.5208 | 0 | 0 | 0 | 0 | 0 | 0 | 0.14877 | 0.031928
1992 | 210.5312 | 0 | 0 | 0 | 0 | 0 | 0 | 0.18009 | 0.047892
1992 | 210.5417 | 0 | 0 | 0 | 0 | 0 | 0 | 0.11354 | 0.035919
1992 | 210.5521 | 0 | 0 | 0 | 0 | 0 | 0 | 0.13311 | 0.035919
1992 | 210.5625 | 0 | 0 | 0 | 0 | 0 | 0 | 0.16052 | 0.047892
1992 | 210.5729 | 0 | 0 | 0 | 0 | 0 | 0 | 0.14094 | 0.03991
1992 | 210.5833 | 0 | 0 | 0 | 0 | 0 | 0 | 0.12137 | 0.055874
1992 | 210.5937 | 0 | 0 | 0 | 0 | 0 | 0 | 0.12919 | 0.03991
1992 | 210.6042 | 0 | 0 | 0 | 0 | 0 | 0 | 0.13702 | 0.059865
1992 | 210.6146 | 0 | 0 | 0 | 0 | 0 | 0 | 0.11745 | 0.03991
1992 | 210.625 | 0 | 0 | 0 | 0 | 0 | 0 | 0.14877 | 0.059865
1992 | 210.6354 | 0 | 0 | 0 | 0 | 0 | 0 | 0.10179 | 0.035919
1992 | 210.6458 | 0 | 0 | 0 | 0 | 0 | 0 | 0.11745 | 0.047892
1992 | 210.6562 | 0 | 0 | 0 | 0 | 0 | 0 | 0.1057 | 0.047892
1992 | 210.6667 | 0 | 0 | 0 | 0 | 0 | 0 | 0.08613 | 0.027937
1992 | 210.6771 | 0 | 0 | 0 | 0 | 0 | 0 | 0.04698 | 0.023946
1992 | 210.6875 | 0 | 0 | 0 | 0 | 0 | 0 | 0.097875 | 0.047892
1992 | 210.6979 | 0 | 0 | 0 | 0 | 0 | 0 | 0.090045 | 0.03991
1992 | 210.7083 | 0 | 0 | 0 | 0 | 0 | 0 | 0.0783 | 0.027937
1992 | 210.7187 | 0 | 0 | 0 | 0 | 0 | 0 | 0.058725 | 0.035919
1992 | 210.7292 | 0 | 0 | 0 | 0 | 0 | 0 | 0.058725 | 0.031928
1992 | 210.7396 | 0 | 0 | 0 | 0 | 0 | 0 | 0.0783 | 0.031928
1992 | 210.75 | 0 | 0 | 0 | 0 | 0 | 0 | 0.066555 | 0.011973
1992 | 210.7604 | 0 | 0 | 0 | 0 | 0 | 0 | 0.03132 | 0.015964
1992 | 210.7708 | 0 | 0 | 0 | 0 | 0 | 0 | 0.02349 | 0.019955
1992 | 210.7812 | 0 | 0 | 0 | 0 | 0 | 0 | 0.058725 | 0.019955
1992 | 210.7917 | 0 | 0 | 0 | 0 | 0 | 0 | 0.03915 | 0.023946
1992 | 210.8021 | 0 | 0 | 0 | 0 | 0 | 0 | 0.050895 | 0.015964
1992 | 210.8125 | 0 | 0 | 0 | 0 | 0 | 0 | 0.01566 | 0.011973
1992 | 210.8229 | 0 | 0 | 0 | 0 | 0 | 0 | -0.019575 | 0.011973
1992 | 210.8333 | 0 | 0 | 0 | 0 | 0 | 0 | 0.035235 | 0.007982
1992 | 210.8437 | 0 | 0 | 0 | 0 | 0 | 0 | 0.019575 | 0.015964
1992 | 210.8542 | 0 | 0 | 0 | 0 | 0 | 0 | 0.027405 | 0.019955
1992 | 210.8646 | 0 | 0 | 0 | 0 | 0 | 0 | 0.02349 | 0.003991
1992 | 210.875 | 0 | 0 | 0 | 0 | 0 | 0 | 0.011745 | 0.003991
1992 | 210.8854 | 0 | 0 | 0 | 0 | 0 | 0 | 0 | 0.007982
1992 | 210.8958 | 0 | 0 | 0 | 0 | 0 | 0 | 0.02349 | 0.015964
1992 | 210.9062 | 0 | 0 | 0 | 0 | 0 | 0 | 0.019575 | 0.011973
1992 | 210.9167 | 0 | 0 | 0 | 0 | 0 | 0 | 0.011745 | 0.003991
1992 | 210.9271 | 0 | 0 | 0 | 0 | 0 | 0 | 0.03132 | 0.007982
1992 | 210.9375 | 0 | 0 | 0 | 0 | 0 | 0 | 0.02349 | 0
1992 | 210.9479 | 0.06264 | 0 | 0 | 0 | 0 | 0 | 0.074385 | 0.007982
1992 | 210.9583 | 0 | 0 | 0 | 0 | 0 | 0 | 0.01566 | 0.007982
1992 | 210.9687 | 0 | 0 | 0 | 0 | 0 | 0 | 0.011745 | 0
1992 | 210.9792 | 0 | 0 | 0 | 0 | 0 | 0 | 0 | 0
1992 | 210.9896 | 0 | 0 | 0 | 0 | 0 | 0 | 0.00783 | 0.003991
1992 | 211 | 0 | 0 | 0 | 0 | 0 | 0 | 0.027405 | 0
1992 | 211.0104 | 0 | 0.007982 | 0 | 0 | 0 | 0 | -0.01566 | -0.003991
1992 | 211.0208 | 0 | 0 | 0 | 0 | 0 | 0 | 0.003915 | 0.011973
1992 | 211.0312 | 0 | 0 | 0 | 0 | 0 | 0 | 0.003915 | 0.011973
1992 | 211.0417 | 0 | 0 | 0 | 0 | 0 | 0 | 0.003915 | 0
1992 | 211.0521 | 0 | 0 | 0 | 0 | 0 | 0 | 0.00783 | 0.003991
1992 | 211.0625 | 0 | 0 | 0 | 0 | 0 | 0 | 0.00783 | 0.003991
1992 | 211.0729 | 0 | 0 | 0 | 0 | 0 | 0 | -0.2623 | 0.015964
1992 | 211.0833 | 0 | 0 | 0 | 0 | 0 | 0 | 0.019575 | 0
1992 | 211.0937 | 0 | 0 | 0 | 0 | 0 | 0 | 0.19575 | 0
1992 | 211.1042 | 0 | 0 | 0 | 0 | 0 | 0 | 0.058725 | -0.003991
1992 | 211.1146 | 0 | 0 | 0 | 0 | 0 | 0 | 0 | 0.003991
1992 | 211.125 | 0 | 0 | 0 | 0 | 0 | 0 | 0 | -0.007982
1992 | 211.1354 | 0 | 0 | 0 | 0 | 0 | 0 | 0.011745 | 0.003991
1992 | 211.1458 | 0 | 0 | 0 | 0 | 0 | 0 | 0.00783 | 0.003991
1992 | 211.1562 | 0 | 0 | 0 | 0 | 0 | 0 | 0.00783 | -0.007982
1992 | 211.1667 | 0 | 0 | 0 | 0 | 0 | 0 | -0.003915 | 0.003991
1992 | 211.1771 | 0 | 0 | 0 | 0 | 0 | 0 | -0.003915 | -0.007982
1992 | 211.1875 | 0 | 0 | 0 | 0 | 0 | 0 | 0 | -0.003991
1992 | 211.1979 | 0 | 0 | 0 | 0 | 0 | 0 | -0.00783 | 0
1992 | 211.2083 | 0 | 0 | 0 | 0 | 0 | 0 | 0.003915 | 0
1992 | 211.2187 | 0 | 0.007982 | 0 | 0 | 0 | 0 | 0.003915 | -0.003991
1992 | 211.2292 | 0.01566 | 0 | 0 | 0 | 0 | 0 | 0.003915 | 0
1992 | 211.2396 | 0 | 0 | 0 | 0 | 0 | 0 | 0.01566 | 0
1992 | 211.25 | 0 | 0 | 0 | 0 | 0 | 0 | -0.019575 | 0
1992 | 211.2604 | 0 | 0 | 0 | 0 | 0 | 0 | 0.003915 | -0.007982
1992 | 211.2708 | 0.01566 | 0 | 0 | 0 | 0 | 0 | 0.003915 | 0.003991
1992 | 211.2812 | 0 | 0 | 0 | 0 | 0 | 0 | 1.1369e-13 | 0.003991
1992 | 211.2917 | 0 | 0 | 0 | 0 | 0 | 0 | -1.1369e-13 | 0.015964
1992 | 211.3021 | 0 | 0 | 0 | 0 | 0 | 0 | 0 | 0.003991
1992 | 211.3125 | 0 | 0 | 0 | 0 | 0 | 0 | 0.003915 | 0.023946
1992 | 211.3229 | 0 | 0 | 0 | 0 | 0 | 0 | 0.019575 | 0.011973
1992 | 211.3333 | 0 | 0 | 0 | 0 | 0 | 0 | -0.011745 | 0.019955
1992 | 211.3437 | 0 | 0 | 0 | 0 | 0 | 0 | 0.03132 | 0.031928
1992 | 211.3542 | 0 | 0 | 0 | 0 | 0 | 0 | 0.027405 | 0.023946
1992 | 211.3646 | 0 | 0 | 0 | 0 | 0 | 0 | 0.04698 | 0.031928
1992 | 211.375 | 0 | 0 | 0 | 0 | 0 | 0 | 0.035235 | 0.015964
1992 | 211.3854 | 0 | 0 | 0 | 0 | 0 | 0 | 0.066555 | 0.019955
1992 | 211.3958 | 0 | 0 | 0 | 0 | 0 | 0 | -0.03132 | 0.019955
1992 | 211.4062 | 0 | 0 | 0 | 0 | 0 | 0 | 0.058725 | 0.011973
1992 | 211.4167 | 0 | 0 | 0 | 0 | 0 | 0 | 0.07047 | 0.019955
1992 | 211.4271 | 0 | 0 | 0 | 0 | 0 | 0 | 0.07047 | 0.027937
1992 | 211.4375 | 0 | 0 | 0 | 0 | 0 | 0 | 0.003915 | 0.011973
1992 | 211.4479 | 0 | 0 | 0 | 0 | 0 | 0 | 0.097875 | 0.019955
1992 | 211.4583 | 0 | 0 | 0 | 0 | 0 | 0 | 0.097875 | 0.035919
1992 | 211.4687 | 0 | 0 | 0 | 0 | 0 | 0 | 0.07047 | 0.027937
1992 | 211.4792 | 0 | 0 | 0 | 0 | 0 | 0 | 0.09396 | 0.031928
1992 | 211.4896 | 0 | 0 | 0 | 0 | 0 | 0 | 0.090045 | 0.031928
1992 | 211.5 | 0 | 0 | 0 | 0 | 0 | 0 | 0.09396 | 0.027937
1992 | 211.5104 | 0 | 0 | 0 | 0 | 0 | 0 | 0.12136 | 0.031928
1992 | 211.5208 | 0 | 0 | 0 | 0 | 0 | 0 | 0.074385 | 0.035919
1992 | 211.5312 | 0 | 0 | 0 | 0 | 0 | 0 | 0.090045 | 0.047892
1992 | 211.5417 | 0 | 0 | 0 | 0 | 0 | 0 | 0.027405 | 0.019955
1992 | 211.5521 | 0 | 0 | 0 | 0 | 0 | 0 | 0.090045 | 0.051883
1992 | 211.5625 | 0 | 0 | 0 | 0 | 0 | 0 | 0.0783 | 0.047892
1992 | 211.5729 | 0 | 0 | 0 | 0 | 0 | 0 | 0.03132 | 0.043901
1992 | 211.5833 | 0 | 0 | 0 | 0 | 0 | 0 | 0.1057 | 0.03991
1992 | 211.5937 | 0 | 0 | 0 | 0 | 0 | 0 | 0.058725 | 0.03991
1992 | 211.6042 | 0 | 0 | 0 | 0 | 0 | 0 | 0.043065 | 0.071838
1992 | 211.6146 | 0 | 0 | 0 | 0 | 0 | 0 | 0.08613 | 0.03991
1992 | 211.625 | 0 | 0 | 0 | 0 | 0 | 0 | 0.06264 | 0.059865
1992 | 211.6354 | 0 | 0 | 0 | 0 | 0 | 0 | 0.066555 | 0.03991
1992 | 211.6458 | 0 | 0 | 0 | 0 | 0 | 0 | 0.03915 | 0.035919
1992 | 211.6562 | 0 | 0 | 0 | 0 | 0 | 0 | 0.03132 | 0.047892
1992 | 211.6667 | 0 | 0 | 0 | 0 | 0 | 0 | 0.050895 | 0.03991
1992 | 211.6771 | 0 | 0 | 0 | 0 | 0 | 0 | 0.058725 | 0.035919
1992 | 211.6875 | 0 | 0 | 0 | 0 | 0 | 0 | 0.035235 | 0.063856
1992 | 211.6979 | 0 | 0 | 0 | 0 | 0 | 0 | 0.035235 | 0.023946
1992 | 211.7083 | 0 | 0 | 0 | 0 | 0 | 0 | 0.043065 | 0.03991
1992 | 211.7187 | 0 | 0 | 0 | 0 | 0 | 0 | 0.011745 | 0.03991
1992 | 211.7292 | 0 | 0 | 0 | 0 | 0 | 0 | 0.074385 | 0.035919
1992 | 211.7396 | 0 | 0 | 0 | 0 | 0 | 0 | -0.011745 | 0.027937
1992 | 211.75 | 0 | 0 | 0 | 0 | 0 | 0 | 0.003915 | 0.03991
1992 | 211.7604 | 0 | 0 | 0 | 0 | 0 | 0 | 0.050895 | 0.027937
1992 | 211.7708 | 0 | 0 | 0 | 0 | 0 | 0 | 0.04698 | 0.027937
1992 | 211.7812 | 0 | 0 | 0 | 0 | 0 | 0 | 0.03132 | 0.027937
1992 | 211.7917 | 0 | 0 | 0 | 0 | 0 | 0 | 0.05481 | 0.03991
1992 | 211.8021 | 0 | 0 | 0 | 0 | 0 | 0 | 0.043065 | 0.011973
1992 | 211.8125 | 0 | 0 | 0 | 0 | 0 | 0 | 0.035235 | 0.019955
1992 | 211.8229 | 0 | 0 | 0 | 0 | 0 | 0 | 0.04698 | 0.011973
1992 | 211.8333 | 0 | 0 | 0 | 0 | 0 | 0 | 0.035235 | 0.011973
1992 | 211.8437 | 0 | 0 | 0 | 0 | 0 | 0 | 0.011745 | 0.007982
1992 | 211.8542 | 0 | 0 | 0 | 0 | 0 | 0 | 0.00783 | 0.011973
1992 | 211.8646 | 0 | 0 | 0 | 0 | 0 | 0 | 0.01566 | 0.007982
1992 | 211.875 | 0 | 0 | 0 | 0 | 0 | 0 | -0.011745 | 0.007982
1992 | 211.8854 | 0 | 0 | 0 | 0 | 0 | 0 | 0.00783 | 0.023946
1992 | 211.8958 | 0 | 0 | 0 | 0 | 0 | 0 | -0.003915 | 0
1992 | 211.9062 | 0 | 0 | 0 | 0 | 0 | 0 | 0.019575 | 0.011973
1992 | 211.9167 | 0 | 0 | 0 | 0 | 0 | 0 | 0.01566 | 0.007982
1992 | 211.9271 | 0 | 0 | 0 | 0 | 0 | 0 | 0.019575 | 0.003991
1992 | 211.9375 | 0 | 0 | 0 | 0 | 0 | 0 | 0.003915 | 0.011973
1992 | 211.9479 | 0 | 0 | 0 | 0 | 0 | 0 | 0.01566 | 0.003991
1992 | 211.9583 | 0.05481 | 0 | 0 | 0 | 0 | 0 | -0.011745 | 0
1992 | 211.9687 | 0 | 0 | 0 | 0 | 0 | 0 | 0.06264 | 0.031928
1992 | 211.9792 | 0 | 0 | 0 | 0 | 0 | 0 | -0.10179 | -0.003991
1992 | 211.9896 | 0 | 0 | 0 | 0 | 0 | 0 | -0.050895 | 0.011973
1992 | 212 | 0 | 0 | 0 | 0 | 0 | 0 | 0.2349 | 0
1992 | 212.0104 | 0 | 0 | 0 | 0 | 0 | 0 | 0.019575 | 0.019955
1992 | 212.0208 | 0 | 0 | 0 | 0 | 0 | 0 | 0.00783 | 0.011973
1992 | 212.0312 | 0 | 0 | 0 | 0 | 0 | 0 | 0.019575 | -0.003991
1992 | 212.0417 | 0 | 0 | 0 | 0 | 0 | 0 | 0 | 0.007982
1992 | 212.0521 | 0 | 0 | 0 | 0 | 0 | 0 | 0.011745 | 0.003991
1992 | 212.0625 | 0 | 0 | 0 | 0 | 0 | 0 | 0.019575 | 0.019955
1992 | 212.0729 | 0 | 0 | 0 | 0 | 0 | 0 | -0.019575 | 0.015964
1992 | 212.0833 | 0.00783 | 0 | 0 | 0 | 0 | 0 | -0.02349 | -5.6843e-14
1992 | 212.0937 | 0 | 0.015964 | 0 | 0 | 0 | 0 | 0.01566 | 0.015964
1992 | 212.1042 | 0 | 0 | 0 | 0 | 0 | 0 | 0.011745 | 5.6843e-14
1992 | 212.1146 | 0 | 0 | 0 | 0 | 0 | 0 | 0.01566 | 0.007982
1992 | 212.125 | 0 | 0 | 0 | 0 | 0 | 0 | 0.01566 | -0.003991
1992 | 212.1354 | 0 | 0 | 0 | 0 | 0 | 0 | -0.003915 | -0.003991
1992 | 212.1458 | 0 | 0 | 0 | 0 | 0 | 0 | 0.011745 | -0.007982
1992 | 212.1562 | 0 | 0 | 0 | 0 | 0 | 0 | 0.003915 | 0.003991
1992 | 212.1667 | 0 | 0 | 0 | 0 | 0 | 0 | 0 | 0.011973
1992 | 212.1771 | 0 | 0 | 0 | 0 | 0 | 0 | -0.011745 | -0.011973
1992 | 212.1875 | 0 | 0 | 0 | 0 | 0 | 0 | 0.011745 | 0.007982
1992 | 212.1979 | 0 | 0 | 0 | 0 | 0 | 0 | -0.011745 | 0.003991
1992 | 212.2083 | 0 | 0 | 0 | 0 | 0 | 0 | 0 | 0.007982
1992 | 212.2187 | 0 | 0 | 0 | 0 | 0 | 0 | 0.011745 | 0.011973
1992 | 212.2292 | 0 | 0 | 0 | 0 | 0 | 0 | 0.011745 | -0.003991
1992 | 212.2396 | 0 | 0 | 0 | 0 | 0 | 0 | 0.003915 | 0
1992 | 212.25 | 0.02349 | 0 | 0 | 0 | 0 | 0 | 0.003915 | 0.011973
1992 | 212.2604 | 0 | 0 | 0 | 0 | 0 | 0 | 0.00783 | 0.003991
1992 | 212.2708 | 0 | 0 | 0 | 0 | 0 | 0 | 0.02349 | 0.007982
1992 | 212.2812 | 0 | 0 | 0 | 0 | 0 | 0 | 0.00783 | -0.003991
1992 | 212.2917 | 0 | 0 | 0 | 0 | 0 | 0 | -0.011745 | 0.007982
1992 | 212.3021 | 0 | 0 | 0 | 0 | 0 | 0 | 0.00783 | 0.015964
1992 | 212.3125 | 0 | 0 | 0 | 0 | 0 | 0 | 0.035235 | 0.003991
1992 | 212.3229 | 0 | 0 | 0 | 0 | 0 | 0 | 0.01566 | 0.011973
1992 | 212.3333 | 0 | 0 | 0 | 0 | 0 | 0 | 0.003915 | 0.007982
1992 | 212.3437 | 0 | 0 | 0 | 0 | 0 | 0 | 0.027405 | 0
1992 | 212.3542 | 0 | 0 | 0 | 0 | 0 | 0 | 0.03915 | 0.023946
1992 | 212.3646 | 0 | 0 | 0 | 0 | 0 | 0 | 0.02349 | 0.007982
1992 | 212.375 | 0 | 0 | 0 | 0 | 0 | 0 | 0.03132 | 0.035919
1992 | 212.3854 | 0 | 0 | 0 | 0 | 0 | 0 | 0.035235 | 0.019955
1992 | 212.3958 | 0 | 0 | 0 | 0 | 0 | 0 | 0.035235 | 0.019955
1992 | 212.4062 | 0 | 0 | 0 | 0 | 0 | 0 | 0.043065 | 0.023946
1992 | 212.4167 | 0 | 0 | 0 | 0 | 0 | 0 | 0.02349 | 0.023946
1992 | 212.4271 | 0 | 0 | 0 | 0 | 0 | 0 | 0.04698 | 0.003991
1992 | 212.4375 | 0 | 0 | 0 | 0 | 0 | 0 | 0.02349 | 0.031928
1992 | 212.4479 | 0 | 0 | 0 | 0 | 0 | 0 | 0.04698 | 0.011973
1992 | 212.4583 | 0 | 0 | 0 | 0 | 0 | 0 | 0.04698 | 0.023946
1992 | 212.4687 | 0 | 0 | 0 | 0 | 0 | 0 | 0.03132 | 0.011973
1992 | 212.4792 | 0 | 0 | 0 | 0 | 0 | 0 | 0.050895 | 0.035919
1992 | 212.4896 | 0 | 0 | 0 | 0 | 0 | 0 | 0.03915 | 0.011973
1992 | 212.5 | 0 | 0 | 0 | 0 | 0 | 0 | 0.03915 | 0.023946
1992 | 212.5104 | 0 | 0 | 0 | 0 | 0 | 0 | 0.03132 | 0.027937
1992 | 212.5208 | 0 | 0 | 0 | 0 | 0 | 0 | 0.043065 | 0.063856
1992 | 212.5312 | 0 | 0 | 0 | 0 | 0 | 0 | 0.035235 | 0.015964
1992 | 212.5417 | 0 | 0 | 0 | 0 | 0 | 0 | 0.05481 | 0.031928
1992 | 212.5521 | 0 | 0 | 0 | 0 | 0 | 0 | 0.03132 | 0.03991
1992 | 212.5625 | 0 | 0 | 0 | 0 | 0 | 0 | 0.027405 | 0.063856
1992 | 212.5729 | 0 | 0 | 0 | 0 | 0 | 0 | 0.07047 | 0
1992 | 212.5833 | 0 | 0 | 0 | 0 | 0 | 0 | 0.027405 | 0.035919
1992 | 212.5937 | 0 | 0 | 0 | 0 | 0 | 0 | 0.043065 | 0.059865
1992 | 212.6042 | 0 | 0 | 0 | 0 | 0 | 0 | 0.043065 | 0.03991
1992 | 212.6146 | 0 | 0 | 0 | 0 | 0 | 0 | 0.03915 | 0.019955
1992 | 212.625 | 0 | 0 | 0 | 0 | 0 | 0 | 0.050895 | 0.03991
1992 | 212.6354 | 0 | 0 | 0 | 0 | 0 | 0 | 0.035235 | 0.023946
1992 | 212.6458 | 0 | 0 | 0 | 0 | 0 | 0 | 0.043065 | 0.047892
1992 | 212.6562 | 0 | 0 | 0 | 0 | 0 | 0 | 0.019575 | 0.023946
1992 | 212.6667 | 0 | 0 | 0 | 0 | 0 | 0 | 0.03915 | 0.03991
1992 | 212.6771 | 0 | 0 | 0 | 0 | 0 | 0 | 0.035235 | 0.023946
1992 | 212.6875 | 0 | 0 | 0 | 0 | 0 | 0 | 0.04698 | 0.023946
1992 | 212.6979 | 0 | 0 | 0 | 0 | 0 | 0 | 0.011745 | 0.019955
1992 | 212.7083 | 0 | 0 | 0 | 0 | 0 | 0 | 0.03132 | 0.035919
1992 | 212.7187 | 0 | 0 | 0 | 0 | 0 | 0 | 0.035235 | 0.015964
1992 | 212.7292 | 0 | 0 | 0 | 0 | 0 | 0 | 0.019575 | 0.023946
1992 | 212.7396 | 0 | 0 | 0 | 0 | 0 | 0 | 0.01566 | 0.019955
1992 | 212.75 | 0 | 0 | 0 | 0 | 0 | 0 | 0.03132 | 0.023946
1992 | 212.7604 | 0 | 0 | 0 | 0 | 0 | 0 | 0.00783 | 0.015964
1992 | 212.7708 | 0 | 0 | 0 | 0 | 0 | 0 | 0.027405 | 0.015964
1992 | 212.7812 | 0 | 0 | 0 | 0 | 0 | 0 | 0.02349 | 0.015964
1992 | 212.7917 | 0 | 0 | 0 | 0 | 0 | 0 | 0.011745 | 0.011973
1992 | 212.8021 | 0 | 0 | 0 | 0 | 0 | 0 | 0.00783 | 0.015964
1992 | 212.8125 | 0 | 0 | 0 | 0 | 0 | 0 | -0.00783 | 0.011973
1992 | 212.8229 | 0 | 0 | 0 | 0 | 0 | 0 | 0.011745 | 0.019955
1992 | 212.8333 | 0 | 0 | 0 | 0 | 0 | 0 | 0.00783 | 0.019955
1992 | 212.8437 | 0 | 0 | 0 | 0 | 0 | 0 | 0.011745 | 0.027937
1992 | 212.8542 | 0 | 0 | 0 | 0 | 0 | 0 | 0.00783 | 0.027937
1992 | 212.8646 | 0 | 0 | 0 | 0 | 0 | 0 | -0.011745 | 0.055874
1992 | 212.875 | 0.03132 | 0 | 0 | 0 | 0 | 0 | -0.003915 | -0.019955
1992 | 212.8854 | 0 | 0 | 0 | 0 | 0 | 0 | 0.04698 | -0.003991
1992 | 212.8958 | 0 | 0 | 0 | 0 | 0 | 0 | 0.003915 | -5.6843e-14
1992 | 212.9062 | 0.03132 | 0 | 0 | 0 | 0 | 0 | -0.01566 | 0.019955
1992 | 212.9167 | 0 | 0 | 0 | 0 | 0 | 0 | 0.066555 | -0.015964
1992 | 212.9271 | 0 | 0 | 0 | 0 | 0 | 0 | 0.03132 | -0.011973
1992 | 212.9375 | 0 | 0 | 0 | 0 | 0 | 0 | 0.027405 | -0.007982
1992 | 212.9479 | 0 | 0 | 0 | 0 | 0 | 0 | -0.011745 | 0.011973
1992 | 212.9583 | 0 | 0 | 0 | 0 | 0 | 0 | 0.003915 | 0.011973
1992 | 212.9687 | 0 | 0 | 0 | 0 | 0 | 0 | 0 | 0.003991
1992 | 212.9792 | 0 | 0 | 0 | 0 | 0 | 0 | 0.00783 | -0.003991
1992 | 212.9896 | 0 | 0 | 0 | 0 | 0 | 0 | 0.003915 | 0.015964
1992 | 213 | 0 | 0 | 0 | 0 | 0 | 0 | 0.00783 | 0.019955
1992 | 213.0104 | 0 | 0 | 0 | 0 | 0 | 0 | -0.003915 | 0.031928
1992 | 213.0208 | 0 | 0 | 0 | 0 | 0 | 0 | 0.011745 | 0
1992 | 213.0312 | 0 | 0 | 0 | 0 | 0 | 0 | 0.003915 | 0.015964
1992 | 213.0417 | 0 | 0 | 0 | 0 | 0 | 0 | 0 | 0.055874
1992 | 213.0521 | 0 | 0 | 0 | 0 | 0 | 0 | 0.043065 | -0.015964
1992 | 213.0625 | 0 | 0 | 0 | 0 | 0 | 0 | -0.02349 | 0.031928
1992 | 213.0729 | 0 | 0 | 0 | 0 | 0 | 0 | 0.043065 | -0.023946
1992 | 213.0833 | 0 | 0 | 0 | 0 | 0 | 0 | -0.00783 | 0
1992 | 213.0937 | 0 | 0 | 0 | 0 | 0 | 0 | -0.003915 | 0.031928
1992 | 213.1042 | 0 | 0 | 0 | 0 | 0 | 0 | -1.1369e-13 | 0.031928
1992 | 213.1146 | 0 | 0 | 0 | 0 | 0 | 0 | 0.01566 | 0.031928
1992 | 213.125 | 0 | 0 | 0 | 0 | 0 | 0 | 0.011745 | -0.019955
1992 | 213.1354 | 0 | 0 | 0 | 0 | 0 | 0 | 0.03132 | -0.003991
1992 | 213.1458 | 0 | 0 | 0 | 0 | 0 | 0 | 0.011745 | 0
1992 | 213.1562 | 0 | 0 | 0 | 0 | 0 | 0 | 0.011745 | 0.011973
1992 | 213.1667 | 0 | 0 | 0 | 0 | 0 | 0 | 0.019575 | -0.011973
1992 | 213.1771 | 0 | 0 | 0 | 0 | 0 | 0 | 0 | 0.007982
1992 | 213.1875 | 0 | 0 | 0 | 0 | 0 | 0 | 0.003915 | 0.003991
1992 | 213.1979 | 0.01566 | 0 | 0 | 0 | 0 | 0 | 0.003915 | 0.023946
1992 | 213.2083 | 0 | 0 | 0 | 0 | 0 | 0 | 0.003915 | -0.003991
1992 | 213.2187 | 0 | 0 | 0 | 0 | 0 | 0 | -0.003915 | 0.003991
1992 | 213.2292 | 0 | 0 | 0 | 0 | 0 | 0 | 0.00783 | 0.007982
1992 | 213.2396 | 0 | 0 | 0 | 0 | 0 | 0 | -0.00783 | 0.031928
1992 | 213.25 | 0 | 0 | 0 | 0 | 0 | 0 | 0.01566 | -5.6843e-14
1992 | 213.2604 | 0 | 0 | 0 | 0 | 0 | 0 | 0.011745 | -0.007982
1992 | 213.2708 | 0 | 0 | 0 | 0 | 0 | 0 | 0.019575 | 0.019955
1992 | 213.2812 | 0 | 0 | 0 | 0 | 0 | 0 | 0 | 0.003991
1992 | 213.2917 | 0 | 0 | 0 | 0 | 0 | 0 | -0.011745 | -0.003991
1992 | 213.3021 | 0.03132 | 0 | 0 | 0 | 0 | 0 | 0.058725 | -0.003991
1992 | 213.3125 | 0 | 0.007982 | 0 | 0 | 0 | 0 | 0.00783 | 0.011973
1992 | 213.3229 | 0 | 0 | 0 | 0 | 0 | 0 | 0.019575 | 0
1992 | 213.3333 | 0 | 0 | 0 | 0 | 0 | 0 | 0.011745 | 0.007982
1992 | 213.3437 | 0 | 0 | 0 | 0 | 0 | 0 | -0.035235 | 0.011973
1992 | 213.3542 | 0 | 0 | 0 | 0 | 0 | 0 | 0.01566 | 0.011973
1992 | 213.3646 | 0 | 0 | 0 | 0 | 0 | 0 | -0.019575 | 0.003991
1992 | 213.375 | 0 | 0 | 0 | 0 | 0 | 0 | -0.003915 | 0.011973
1992 | 213.3854 | 0 | 0 | 0 | 0 | 0 | 0 | -0.00783 | 0.003991
1992 | 213.3958 | 0 | 0 | 0 | 0 | 0 | 0 | 0.01566 | 0.011973
1992 | 213.4062 | 0 | 0 | 0 | 0 | 0 | 0 | -0.011745 | 0.019955
1992 | 213.4167 | 0 | 0 | 0 | 0 | 0 | 0 | 0.003915 | -0.007982
1992 | 213.4271 | 0 | 0 | 0 | 0 | 0 | 0 | 0.0783 | -0.011973
1992 | 213.4375 | 0 | 0 | 0 | 0 | 0 | 0 | 0.003915 | 0.031928
1992 | 213.4479 | 0 | 0 | 0 | 0 | 0 | 0 | 0.03132 | -0.007982
1992 | 213.4583 | 0 | 0 | 0 | 0 | 0 | 0 | 0.00783 | 0.011973
1992 | 213.4687 | 0 | 0 | 0 | 0 | 0 | 0 | 0.019575 | 0.003991
1992 | 213.4792 | 0 | 0 | 0 | 0 | 0 | 0 | 0.03132 | 0.019955
1992 | 213.4896 | 0 | 0 | 0 | 0 | 0 | 0 | 0.050895 | -0.003991
1992 | 213.5 | 0 | 0 | 0 | 0 | 0 | 0 | 0.003915 | 0.007982
1992 | 213.5104 | 0 | 0 | 0 | 0 | 0 | 0 | -0.01566 | 0.019955
1992 | 213.5208 | 0 | 0 | 0 | 0 | 0 | 0 | -0.01566 | 0.007982
1992 | 213.5312 | 0 | 0 | 0 | 0 | 0 | 0 | 0.082215 | 0.019955
1992 | 213.5417 | 0 | 0 | 0 | 0 | 0 | 0 | 0.03132 | 0.023946
1992 | 213.5521 | 0 | 0 | 0 | 0 | 0 | 0 | 0.03132 | 0.023946
1992 | 213.5625 | 0 | 0 | 0 | 0 | 0 | 0 | 0.01566 | 0.031928
1992 | 213.5729 | 0 | 0 | 0 | 0 | 0 | 0 | 0.04698 | 0.027937
1992 | 213.5833 | 0 | 0 | 0 | 0 | 0 | 0 | 0.027405 | 0.015964
1992 | 213.5937 | 0 | 0 | 0 | 0 | 0 | 0 | 0.019575 | 0.027937
1992 | 213.6042 | 0 | 0 | 0 | 0 | 0 | 0 | -0.02349 | 0.031928
1992 | 213.6146 | 0 | 0 | 0 | 0 | 0 | 0 | 0.03132 | 0.011973
1992 | 213.625 | 0 | 0 | 0 | 0 | 0 | 0 | 0.066555 | 0.027937
1992 | 213.6354 | 0 | 0 | 0 | 0 | 0 | 0 | 0.019575 | 0.035919
1992 | 213.6458 | 0 | 0 | 0 | 0 | 0 | 0 | 0.058725 | 0.019955
1992 | 213.6562 | 0 | 0 | 0 | 0 | 0 | 0 | 0.00783 | 0.019955
1992 | 213.6667 | 0 | 0 | 0 | 0 | 0 | 0 | -0.003915 | 0.023946
1992 | 213.6771 | 0 | 0 | 0 | 0 | 0 | 0 | 0.01566 | 0.031928
1992 | 213.6875 | 0 | 0 | 0 | 0 | 0 | 0 | 0.05481 | 0.031928
1992 | 213.6979 | 0 | 0 | 0 | 0 | 0 | 0 | -0.01566 | 0.011973
1992 | 213.7083 | 0 | 0 | 0 | 0 | 0 | 0 | 0.019575 | 0.023946
1992 | 213.7187 | 0 | 0 | 0 | 0 | 0 | 0 | 0.027405 | 0.015964
1992 | 213.7292 | 0 | 0 | 0 | 0 | 0 | 0 | -0.019575 | 0.031928
1992 | 213.7396 | 0 | 0 | 0 | 0 | 0 | 0 | -0.003915 | 0.027937
1992 | 213.75 | 0 | 0 | 0 | 0 | 0 | 0 | 0.03915 | -5.6843e-14
1992 | 213.7604 | 0 | 0 | 0 | 0 | 0 | 0 | 0.02349 | 0.019955
1992 | 213.7708 | 0 | 0 | 0 | 0 | 0 | 0 | 0.050895 | 0.011973
1992 | 213.7812 | 0 | 0 | 0 | 0 | 0 | 0 | -0.035235 | 0.011973
1992 | 213.7917 | 0 | 0 | 0 | 0 | 0 | 0 | 0.027405 | 0.011973
1992 | 213.8021 | 0 | 0 | 0 | 0 | 0 | 0 | 0.043065 | 0.011973
1992 | 213.8125 | 0 | 0 | 0 | 0 | 0 | 0 | 0.027405 | 0.015964
1992 | 213.8229 | 0 | 0 | 0 | 0 | 0 | 0 | 0.03915 | 0.007982
1992 | 213.8333 | 0 | 0 | 0 | 0 | 0 | 0 | 0.043065 | 0
1992 | 213.8437 | 0 | 0 | 0 | 0 | 0 | 0 | 0.003915 | 0
1992 | 213.8542 | 0 | 0 | 0 | 0 | 0 | 0 | 0.003915 | 0.007982
1992 | 213.8646 | 0 | 0 | 0 | 0 | 0 | 0 | 0.003915 | 0.011973
1992 | 213.875 | 0 | 0 | 0 | 0 | 0 | 0 | -0.003915 | 0.007982
1992 | 213.8854 | 0 | 0 | 0 | 0 | 0 | 0 | 0.00783 | 0.011973
1992 | 213.8958 | 0 | 0 | 0 | 0 | 0 | 0 | -0.00783 | 0.003991
1992 | 213.9062 | 0 | 0 | 0 | 0 | 0 | 0 | 0.00783 | 0
1992 | 213.9167 | 0 | 0 | 0 | 0 | 0 | 0 | 0 | 0.007982
1992 | 213.9271 | 0 | 0 | 0 | 0 | 0 | 0 | -0.01566 | 0
1992 | 213.9375 | 0 | 0 | 0 | 0 | 0 | 0 | 0.02349 | 0.003991
1992 | 213.9479 | 0 | 0 | 0 | 0 | 0 | 0 | 0.01566 | 0.007982
1992 | 213.9583 | 0 | 0 | 0 | 0 | 0 | 0 | 0.00783 | -0.003991
1992 | 213.9687 | 0 | 0 | 0 | 0 | 0 | 0 | 0.00783 | 0.011973
1992 | 213.9792 | 0 | 0 | 0 | 0 | 0 | 0 | 0.00783 | 0.003991
1992 | 213.9896 | 0 | 0 | 0 | 0 | 0 | 0 | 0.00783 | 0
1992 | 214 | 0.02349 | 0 | 0 | 0 | 0 | 0 | -0.02349 | 0.007982
1992 | 214.0104 | 0 | 0 | 0 | 0 | 0 | 0 | -0.01566 | 0.007982
1992 | 214.0208 | 0 | 0 | 0 | 0 | 0 | 0 | 0 | 0.015964
1992 | 214.0312 | 0 | 0 | 0 | 0 | 0 | 0 | 0.027405 | 0
1992 | 214.0417 | 0 | 0 | 0 | 0 | 0 | 0 | 0.01566 | 0.003991
1992 | 214.0521 | 0.03915 | 0 | 0 | 0 | 0 | 0 | 0.00783 | 0.007982
1992 | 214.0625 | 0 | 0 | 0 | 0 | 0 | 0 | 0.050895 | -0.007982
1992 | 214.0729 | 0 | 0 | 0 | 0 | 0 | 0 | 0.00783 | 0.003991
1992 | 214.0833 | 0 | 0 | 0 | 0 | 0 | 0 | -0.01566 | 0.007982
1992 | 214.0937 | 0 | 0 | 0 | 0 | 0 | 0 | -0.02349 | 0.003991
1992 | 214.1042 | 0 | 0 | 0 | 0 | 0 | 0 | 0.035235 | -0.003991
1992 | 214.1146 | 0 | 0 | 0 | 0 | 0 | 0 | 0.035235 | 0.007982
1992 | 214.125 | 0 | 0 | 0 | 0 | 0 | 0 | -0.058725 | -0.007982
1992 | 214.1354 | 0 | 0 | 0 | 0 | 0 | 0 | 0.050895 | 0.007982
1992 | 214.1458 | 0.02349 | 0 | 0 | 0 | 0 | 0 | -0.003915 | 0.003991
1992 | 214.1562 | 0 | 0 | 0 | 0 | 0 | 0 | 0.019575 | 0
1992 | 214.1667 | 0 | 0 | 0 | 0 | 0 | 0 | 0.011745 | 0
1992 | 214.1771 | 0 | 0 | 0 | 0 | 0 | 0 | -0.00783 | 0.003991
1992 | 214.1875 | 0 | 0 | 0 | 0 | 0 | 0 | 0.02349 | -0.007982
1992 | 214.1979 | 0 | 0 | 0 | 0 | 0 | 0 | -0.01566 | 0.003991
1992 | 214.2083 | 0 | 0 | 0 | 0 | 0 | 0 | -0.01566 | 0.003991
1992 | 214.2187 | 0 | 0 | 0 | 0 | 0 | 0 | 0.02349 | 0.003991
1992 | 214.2292 | 0 | 0 | 0 | 0 | 0 | 0 | 0.02349 | -0.011973
1992 | 214.2396 | 0 | 0 | 0 | 0 | 0 | 0 | 0.00783 | 0.003991
1992 | 214.25 | 0 | 0 | 0 | 0 | 0 | 0 | -0.00783 | 0
1992 | 214.2604 | 0.02349 | 0 | 0 | 0 | 0 | 0 | 1.1369e-13 | -0.007982
1992 | 214.2708 | 0 | 0 | 0 | 0 | 0 | 0 | -0.00783 | 0.011973
1992 | 214.2812 | 0 | 0 | 0 | 0 | 0 | 0 | -0.003915 | 0.003991
1992 | 214.2917 | 0 | 0 | 0 | 0 | 0 | 0 | 0.00783 | 0.007982
1992 | 214.3021 | 0 | 0 | 0 | 0 | 0 | 0 | -0.011745 | 0.011973
1992 | 214.3125 | 0.00783 | 0 | 0 | 0 | 0 | 0 | 0 | 0.023946
1992 | 214.3229 | 0.02349 | 0 | 0 | 0 | 0 | 0 | 0 | 0.011973
1992 | 214.3333 | 0.02349 | 0 | 0 | 0 | 0 | 0 | 0 | 0.015964
1992 | 214.3437 | 0.02349 | 0 | 0 | 0 | 0 | 0 | -0.003915 | 0.015964
1992 | 214.3542 | 0 | 0 | 0 | 0 | 0 | 0 | 0.027405 | 0.011973
1992 | 214.3646 | 0.01566 | 0 | 0 | 0 | 0 | 0 | -0.035235 | 0.019955
1992 | 214.375 | 0 | 0 | 0 | 0 | 0 | 0 | 0.03915 | 0.011973
1992 | 214.3854 | 0 | 0 | 0 | 0 | 0 | 0 | 0 | 0.011973
1992 | 214.3958 | 0 | 0 | 0 | 0 | 0 | 0 | 0.02349 | 0.007982
1992 | 214.4062 | 0 | 0 | 0 | 0 | 0 | 0 | 0.011745 | 0.031928
1992 | 214.4167 | 0 | 0 | 0 | 0 | 0 | 0 | 0.05481 | -0.015964
1992 | 214.4271 | 0 | 0 | 0 | 0 | 0 | 0 | 0.05481 | 0.011973
1992 | 214.4375 | 0 | 0 | 0 | 0 | 0 | 0 | 0.011745 | 0.007982
1992 | 214.4479 | 0 | 0 | 0 | 0 | 0 | 0 | 0.035235 | 0.015964
1992 | 214.4583 | 0 | 0 | 0 | 0 | 0 | 0 | -0.011745 | 0.011973
1992 | 214.4687 | 0 | 0 | 0 | 0 | 0 | 0 | 0.027405 | 0.019955
1992 | 214.4792 | 0 | 0 | 0 | 0 | 0 | 0 | 0.1057 | 0.007982
1992 | 214.4896 | 0 | 0 | 0 | 0 | 0 | 0 | 0.01566 | 0
1992 | 214.5 | 0 | 0 | 0 | 0 | 0 | 0 | 0.035235 | 0.023946
1992 | 214.5104 | 0 | 0 | 0 | 0 | 0 | 0 | 0.066555 | 0.011973
1992 | 214.5208 | 0 | 0 | 0 | 0 | 0 | 0 | 0.04698 | 0.027937
1992 | 214.5312 | 0 | 0 | 0 | 0 | 0 | 0 | 0.035235 | 0.003991
1992 | 214.5417 | 0 | 0 | 0 | 0 | 0 | 0 | 0.035235 | 0.035919
1992 | 214.5521 | 0 | 0 | 0 | 0 | 0 | 0 | 0.03915 | 0.027937
1992 | 214.5625 | 0 | 0 | 0 | 0 | 0 | 0 | 0.02349 | 0.023946
1992 | 214.5729 | 0 | 0 | 0 | 0 | 0 | 0 | 0.09396 | 0.015964
1992 | 214.5833 | 0 | 0 | 0 | 0 | 0 | 0 | -0.043065 | 0.019955
1992 | 214.5937 | 0 | 0 | 0 | 0 | 0 | 0 | 0.043065 | 0.027937
1992 | 214.6042 | 0 | 0 | 0 | 0 | 0 | 0 | 0.03915 | 0.015964
1992 | 214.6146 | 0 | 0 | 0 | 0 | 0 | 0 | -0.04698 | 0.023946
1992 | 214.625 | 0 | 0 | 0 | 0 | 0 | 0 | 0.04698 | 0.015964
1992 | 214.6354 | 0 | 0 | 0 | 0 | 0 | 0 | 0.01566 | 0.03991
1992 | 214.6458 | 0 | 0 | 0 | 0 | 0 | 0 | 0.003915 | 0.015964
1992 | 214.6562 | 0 | 0 | 0 | 0 | 0 | 0 | 0.04698 | 0.023946
1992 | 214.6667 | 0 | 0 | 0 | 0 | 0 | 0 | 0.01566 | 0.023946
1992 | 214.6771 | 0 | 0 | 0 | 0 | 0 | 0 | 0.06264 | 0.023946
1992 | 214.6875 | 0 | 0 | 0 | 0 | 0 | 0 | 0.03915 | 0.011973
1992 | 214.6979 | 0 | 0 | 0 | 0 | 0 | 0 | 0.01566 | 0.027937
1992 | 214.7083 | 0 | 0 | 0 | 0 | 0 | 0 | 0.03915 | 0.011973
1992 | 214.7187 | 0 | 0 | 0 | 0 | 0 | 0 | 0.050895 | 0.023946
1992 | 214.7292 | 0 | 0 | 0 | 0 | 0 | 0 | 0.003915 | 0.019955
1992 | 214.7396 | 0 | 0 | 0 | 0 | 0 | 0 | 0.003915 | 0.015964
1992 | 214.75 | 0 | 0 | 0 | 0 | 0 | 0 | 0.04698 | 0.011973
1992 | 214.7604 | 0 | 0 | 0 | 0 | 0 | 0 | 0.003915 | 0.027937
1992 | 214.7708 | 0 | 0 | 0 | 0 | 0 | 0 | 0.035235 | 0.011973
1992 | 214.7812 | 0 | 0 | 0 | 0 | 0 | 0 | 0 | 0.015964
1992 | 214.7917 | 0 | 0 | 0 | 0 | 0 | 0 | 0.035235 | 0.011973
1992 | 214.8021 | 0 | 0 | 0 | 0 | 0 | 0 | 0.035235 | 0.011973
1992 | 214.8125 | 0 | 0 | 0 | 0 | 0 | 0 | -0.003915 | 0.007982
1992 | 214.8229 | 0 | 0 | 0 | 0 | 0 | 0 | 0.02349 | 0.007982
1992 | 214.8333 | 0 | 0 | 0 | 0 | 0 | 0 | 0.01566 | 0.015964
1992 | 214.8437 | 0 | 0 | 0 | 0 | 0 | 0 | 0.003915 | 0.011973
1992 | 214.8542 | 0 | 0 | 0 | 0 | 0 | 0 | 0.01566 | -0.007982
1992 | 214.8646 | 0 | 0 | 0 | 0 | 0 | 0 | 0 | 0.019955
1992 | 214.875 | 0 | 0 | 0 | 0 | 0 | 0 | 0.011745 | 0.007982
1992 | 214.8854 | 0.03132 | 0 | 0 | 0 | 0 | 0 | -0.003915 | 0.011973
1992 | 214.8958 | 0 | 0 | 0 | 0 | 0 | 0 | 0.00783 | 0
1992 | 214.9062 | 0 | 0 | 0 | 0 | 0 | 0 | 0.019575 | 0.015964
1992 | 214.9167 | 0 | 0 | 0 | 0 | 0 | 0 | -0.01566 | 0.003991
1992 | 214.9271 | 0 | 0 | 0 | 0 | 0 | 0 | -0.01566 | 0.003991
1992 | 214.9375 | 0 | 0 | 0 | 0 | 0 | 0 | -0.00783 | 0.011973
1992 | 214.9479 | 0 | 0 | 0 | 0 | 0 | 0 | 0.00783 | 0.003991
1992 | 214.9583 | 0 | 0 | 0 | 0 | 0 | 0 | 0.019575 | 0.007982
1992 | 214.9687 | 0 | 0 | 0 | 0 | 0 | 0 | -0.00783 | 0.007982
1992 | 214.9792 | 0 | 0 | 0 | 0 | 0 | 0 | 0.03132 | 0.007982
1992 | 214.9896 | 0.02349 | 0 | 0 | 0 | 0 | 0 | 1.1369e-13 | 0.003991
1992 | 215 | 0 | 0 | 0 | 0 | 0 | 0 | 0.01566 | -0.007982
1992 | 215.0104 | 0.03915 | 0 | 0 | 0 | 0 | 0 | 0.027405 | 0.015964
1992 | 215.0208 | 0 | 0 | 0 | 0 | 0 | 0 | 0.027405 | 0.003991
1992 | 215.0312 | 0 | 0 | 0 | 0 | 0 | 0 | -0.011745 | 0.003991
1992 | 215.0417 | 0 | 0 | 0 | 0 | 0 | 0 | -0.0783 | 0.015964
1992 | 215.0521 | 0 | 0 | 0 | 0 | 0 | 0 | -0.30928 | 0.011973
1992 | 215.0625 | 0 | 0 | 0 | 0 | 0 | 0 | 0.27797 | -0.011973
1992 | 215.0729 | 0 | 0 | 0 | 0 | 0 | 0 | 0.074385 | -0.015964
1992 | 215.0833 | 0 | 0 | 0 | 0 | 0 | 0 | 0.04698 | 0.019955
1992 | 215.0937 | 0 | 0 | 0 | 0 | 0 | 0 | 0.03915 | 0.011973
1992 | 215.1042 | 0 | 0 | 0 | 0 | 0 | 0 | -0.011745 | 0.015964
1992 | 215.1146 | 0 | 0 | 0 | 0 | 0 | 0 | -0.003915 | 0.007982
1992 | 215.125 | 0 | 0 | 0 | 0 | 0 | 0 | 0.05481 | 0.003991
1992 | 215.1354 | 0 | 0 | 0 | 0 | 0 | 0 | -0.00783 | 0.007982
1992 | 215.1458 | 0 | 0 | 0 | 0 | 0 | 0 | 0.01566 | 0.003991
1992 | 215.1562 | 0 | 0 | 0 | 0 | 0 | 0 | 0.00783 | 0.007982
1992 | 215.1667 | 0 | 0 | 0 | 0 | 0 | 0 | 0.019575 | -0.007982
1992 | 215.1771 | 0 | 0 | 0 | 0 | 0 | 0 | -0.019575 | 0.007982
1992 | 215.1875 | 0 | 0 | 0 | 0 | 0 | 0 | 0.027405 | 0.003991
1992 | 215.1979 | 0.05481 | 0 | 0 | 0 | 0 | 0 | -0.003915 | 0.007982
1992 | 215.2083 | 0 | 0 | 0 | 0 | 0 | 0 | 0.01566 | 0.003991
1992 | 215.2187 | 0 | 0 | 0 | 0 | 0 | 0 | 0.027405 | 0
1992 | 215.2292 | 0 | 0 | 0 | 0 | 0 | 0 | 0.01566 | 0.007982
1992 | 215.2396 | 0 | 0 | 0 | 0 | 0 | 0 | 0.01566 | -0.003991
1992 | 215.25 | 0 | 0 | 0 | 0 | 0 | 0 | -0.050895 | 0.047892
1992 | 215.2604 | 0 | 0 | 0 | 0 | 0 | 0 | 0.05481 | -0.023946
1992 | 215.2708 | 0 | 0 | 0 | 0 | 0 | 0 | 0.003915 | -0.003991
1992 | 215.2812 | 0 | 0 | 0 | 0 | 0 | 0 | 0.01566 | 0.011973
1992 | 215.2917 | 0 | 0 | 0 | 0 | 0 | 0 | 0 | 0
1992 | 215.3021 | 0 | 0 | 0 | 0 | 0 | 0 | 0.00783 | -0.003991
1992 | 215.3125 | 0 | 0 | 0 | 0 | 0 | 0 | -0.003915 | 0.007982
1992 | 215.3229 | 0 | 0 | 0 | 0 | 0 | 0 | 0.003915 | 0
1992 | 215.3333 | 0 | 0 | 0 | 0 | 0 | 0 | -0.003915 | 0.007982
1992 | 215.3437 | 0 | 0 | 0 | 0 | 0 | 0 | 0.003915 | 0.011973
1992 | 215.3542 | 0 | 0 | 0 | 0 | 0 | 0 | 0.00783 | 0
1992 | 215.3646 | 0 | 0 | 0 | 0 | 0 | 0 | 0.00783 | 0.003991
1992 | 215.375 | 0 | 0 | 0 | 0 | 0 | 0 | -0.003915 | 0.019955
1992 | 215.3854 | 0 | 0 | 0 | 0 | 0 | 0 | 0.04698 | 0.007982
1992 | 215.3958 | 0 | 0 | 0 | 0 | 0 | 0 | 0.03915 | 0.011973
1992 | 215.4062 | 0 | 0 | 0 | 0 | 0 | 0 | 0.035235 | 0.003991
1992 | 215.4167 | 0 | 0 | 0 | 0 | 0 | 0 | 0.035235 | -0.003991
1992 | 215.4271 | 0 | 0 | 0 | 0 | 0 | 0 | 0.019575 | 0.019955
1992 | 215.4375 | 0 | 0 | 0 | 0 | 0 | 0 | 0.04698 | 0.015964
1992 | 215.4479 | 0 | 0 | 0 | 0 | 0 | 0 | 0.03132 | 0.003991
1992 | 215.4583 | 0 | 0 | 0 | 0 | 0 | 0 | 0.003915 | 0.003991
1992 | 215.4687 | 0 | 0 | 0 | 0 | 0 | 0 | 0.05481 | 0.015964
1992 | 215.4792 | 0 | 0 | 0 | 0 | 0 | 0 | 0 | 0.007982
1992 | 215.4896 | 0 | 0 | 0 | 0 | 0 | 0 | 0.04698 | 0.015964
1992 | 215.5 | 0 | 0 | 0 | 0 | 0 | 0 | 0.027405 | 0.019955
1992 | 215.5104 | 0 | 0 | 0 | 0 | 0 | 0 | 0.050895 | 0.019955
1992 | 215.5208 | 0 | 0 | 0 | 0 | 0 | 0 | 0.027405 | 0.023946
1992 | 215.5312 | 0 | 0 | 0 | 0 | 0 | 0 | 0.043065 | 0.023946
1992 | 215.5417 | 0 | 0 | 0 | 0 | 0 | 0 | 0.04698 | 0.023946
1992 | 215.5521 | 0 | 0 | 0 | 0 | 0 | 0 | 0.05481 | 0.019955
1992 | 215.5625 | 0 | 0 | 0 | 0 | 0 | 0 | 0.03132 | 0.047892
1992 | 215.5729 | 0 | 0 | 0 | 0 | 0 | 0 | 0.050895 | 0.015964
1992 | 215.5833 | 0 | 0 | 0 | 0 | 0 | 0 | 0.043065 | 0.031928
1992 | 215.5937 | 0 | 0 | 0 | 0 | 0 | 0 | 0.01566 | 0.031928
1992 | 215.6042 | 0 | 0 | 0 | 0 | 0 | 0 | 0.035235 | 0.019955
1992 | 215.6146 | 0 | 0 | 0 | 0 | 0 | 0 | 0.03915 | 0.035919
1992 | 215.625 | 0 | 0 | 0 | 0 | 0 | 0 | 0.050895 | 0.027937
1992 | 215.6354 | 0 | 0 | 0 | 0 | 0 | 0 | 0.019575 | 0.027937
1992 | 215.6458 | 0 | 0 | 0 | 0 | 0 | 0 | 0.043065 | 0.019955
1992 | 215.6562 | 0 | 0 | 0 | 0 | 0 | 0 | 0.011745 | 0.031928
1992 | 215.6667 | 0 | 0 | 0 | 0 | 0 | 0 | 0.05481 | 0.027937
1992 | 215.6771 | 0 | 0 | 0 | 0 | 0 | 0 | 0.035235 | 0.027937
1992 | 215.6875 | 0 | 0 | 0 | 0 | 0 | 0 | 0.019575 | 0.007982
1992 | 215.6979 | 0 | 0 | 0 | 0 | 0 | 0 | 0.003915 | 0.015964
1992 | 215.7083 | 0 | 0 | 0 | 0 | 0 | 0 | 0.035235 | 0.027937
1992 | 215.7187 | 0 | 0 | 0 | 0 | 0 | 0 | 0.019575 | 0.019955
1992 | 215.7292 | 0 | 0 | 0 | 0 | 0 | 0 | 0.019575 | 0.007982
1992 | 215.7396 | 0 | 0 | 0 | 0 | 0 | 0 | 0.019575 | 0.027937
1992 | 215.75 | 0 | 0 | 0 | 0 | 0 | 0 | 0.019575 | 0.003991
1992 | 215.7604 | 0 | 0 | 0 | 0 | 0 | 0 | 0.003915 | 0.023946
1992 | 215.7708 | 0 | 0 | 0 | 0 | 0 | 0 | 0.01566 | 0
1992 | 215.7812 | 0 | 0 | 0 | 0 | 0 | 0 | 0.011745 | 0.015964
1992 | 215.7917 | 0 | 0 | 0 | 0 | 0 | 0 | 0 | 0.011973
1992 | 215.8021 | 0 | 0 | 0 | 0 | 0 | 0 | 0.00783 | 0.011973
1992 | 215.8125 | 0 | 0 | 0 | 0 | 0 | 0 | -1.1369e-13 | 0.007982
1992 | 215.8229 | 0 | 0 | 0 | 0 | 0 | 0 | 0.00783 | 0.007982
1992 | 215.8333 | 0 | 0 | 0 | 0 | 0 | 0 | 0.003915 | -0.007982
1992 | 215.8437 | 0 | 0 | 0 | 0 | 0 | 0 | 0.011745 | 0.019955
1992 | 215.8542 | 0 | 0 | 0 | 0 | 0 | 0 | -0.003915 | 0.003991
1992 | 215.8646 | 0 | 0 | 0 | 0 | 0 | 0 | 0.00783 | 0.007982
1992 | 215.875 | 0 | 0 | 0 | 0 | 0 | 0 | 0 | 0
1992 | 215.8854 | 0 | 0 | 0 | 0 | 0 | 0 | 0.011745 | 0.011973
1992 | 215.8958 | 0 | 0 | 0 | 0 | 0 | 0 | -0.01566 | 0
1992 | 215.9062 | 0 | 0 | 0 | 0 | 0 | 0 | 0.01566 | 0.023946
1992 | 215.9167 | 0 | 0 | 0 | 0 | 0 | 0 | -0.011745 | 0.011973
1992 | 215.9271 | 0 | 0 | 0 | 0 | 0 | 0 | 0.011745 | 0
1992 | 215.9375 | 0 | 0 | 0 | 0 | 0 | 0 | 0 | -0.003991
1992 | 215.9479 | 0 | 0 | 0 | 0 | 0 | 0 | 0 | 0.011973
1992 | 215.9583 | 0 | 0 | 0 | 0 | 0 | 0 | 0.011745 | 0
1992 | 215.9687 | 0 | 0 | 0 | 0 | 0 | 0 | 0.00783 | 0
1992 | 215.9792 | 0 | 0 | 0 | 0 | 0 | 0 | -0.003915 | 0.019955
1992 | 215.9896 | 0 | 0 | 0 | 0 | 0 | 0 | 0 | -0.003991
1992 | 216 | 0 | 0 | 0 | 0 | 0 | 0 | 0.003915 | 0.003991
1992 | 216.0104 | 0 | 0 | 0 | 0 | 0 | 0 | 0.011745 | 0
1992 | 216.0208 | 0 | 0 | 0 | 0 | 0 | 0 | -0.2349 | 0.011973
1992 | 216.0312 | 0 | 0 | 0 | 0 | 0 | 0 | -0.02349 | -0.007982
1992 | 216.0417 | 0 | 0 | 0 | 0 | 0 | 0 | 0.050895 | 0.007982
1992 | 216.0521 | 0 | 0 | 0 | 0 | 0 | 0 | 0.19966 | -0.003991
1992 | 216.0625 | 0 | 0 | 0 | 0 | 0 | 0 | 0.00783 | 0.003991
1992 | 216.0729 | 0 | 0 | 0 | 0 | 0 | 0 | 0.00783 | 0.003991
1992 | 216.0833 | 0 | 0 | 0 | 0 | 0 | 0 | 0.003915 | -0.003991
1992 | 216.0937 | 0 | 0 | 0 | 0 | 0 | 0 | 0.003915 | 0.003991
1992 | 216.1042 | 0 | 0 | 0 | 0 | 0 | 0 | -0.00783 | 0
1992 | 216.1146 | 0 | 0 | 0 | 0 | 0 | 0 | 0.00783 | 0.003991
1992 | 216.125 | 0 | 0 | 0 | 0 | 0 | 0 | -0.003915 | 0
1992 | 216.1354 | 0 | 0 | 0 | 0 | 0 | 0 | -0.00783 | 0.015964
1992 | 216.1458 | 0 | 0 | 0 | 0 | 0 | 0 | 0.011745 | 0
1992 | 216.1562 | 0 | 0 | 0 | 0 | 0 | 0 | -0.01566 | 0.003991
1992 | 216.1667 | 0 | 0 | 0 | 0 | 0 | 0 | -0.27405 | 0.003991
1992 | 216.1771 | 0 | 0 | 0 | 0 | 0 | 0 | 0.11354 | 0.003991
1992 | 216.1875 | 0 | 0 | 0 | 0 | 0 | 0 | 0.16835 | 0.007982
1992 | 216.1979 | 0 | 0 | 0 | 0 | 0 | 0 | 0.003915 | 0.003991
1992 | 216.2083 | 0 | 0 | 0 | 0 | 0 | 0 | 0.00783 | 0.003991
1992 | 216.2187 | 0.02349 | 0 | 0 | 0 | 0 | 0 | 1.1369e-13 | -0.003991
1992 | 216.2292 | 0 | 0 | 0 | 0 | 0 | 0 | 0.011745 | 0.007982
1992 | 216.2396 | 0 | 0 | 0 | 0 | 0 | 0 | 0.003915 | 0.003991
1992 | 216.25 | 0 | 0 | 0 | 0 | 0 | 0 | 0.011745 | 0.003991
1992 | 216.2604 | 0 | 0 | 0 | 0 | 0 | 0 | -0.00783 | -0.003991
1992 | 216.2708 | 0 | 0 | 0 | 0 | 0 | 0 | -0.003915 | 0.007982
1992 | 216.2812 | 0 | 0 | 0 | 0 | 0 | 0 | -0.01566 | 0.007982
1992 | 216.2917 | 0 | 0 | 0 | 0 | 0 | 0 | 0.00783 | 0.007982
1992 | 216.3021 | 0 | 0 | 0 | 0 | 0 | 0 | -0.019575 | 0.019955
1992 | 216.3125 | 0 | 0 | 0 | 0 | 0 | 0 | 0.00783 | 0.007982
1992 | 216.3229 | 0 | 0 | 0 | 0 | 0 | 0 | 0.011745 | 0.015964
1992 | 216.3333 | 0 | 0 | 0 | 0 | 0 | 0 | 0.03132 | -0.003991
1992 | 216.3437 | 0 | 0 | 0 | 0 | 0 | 0 | 0.02349 | 0.015964
1992 | 216.3542 | 0 | 0 | 0 | 0 | 0 | 0 | 0.003915 | 0
1992 | 216.3646 | 0 | 0 | 0 | 0 | 0 | 0 | 0.03915 | 0.011973
1992 | 216.375 | 0 | 0 | 0 | 0 | 0 | 0 | 0.02349 | 0.007982
1992 | 216.3854 | 0 | 0 | 0 | 0 | 0 | 0 | 0.011745 | 0.011973
1992 | 216.3958 | 0 | 0 | 0 | 0 | 0 | 0 | 0.035235 | 0.003991
1992 | 216.4062 | 0 | 0 | 0 | 0 | 0 | 0 | 0.011745 | 0.003991
1992 | 216.4167 | 0 | 0 | 0 | 0 | 0 | 0 | 0.00783 | 0.011973
1992 | 216.4271 | 0 | 0 | 0 | 0 | 0 | 0 | 0.02349 | 0.003991
1992 | 216.4375 | 0 | 0 | 0 | 0 | 0 | 0 | 0.06264 | 0.011973
1992 | 216.4479 | 0 | 0 | 0 | 0 | 0 | 0 | 0.01566 | 0.011973
1992 | 216.4583 | 0 | 0 | 0 | 0 | 0 | 0 | 0.043065 | 0.007982
1992 | 216.4687 | 0 | 0 | 0 | 0 | 0 | 0 | 0.019575 | 0.015964
1992 | 216.4792 | 0 | 0 | 0 | 0 | 0 | 0 | 0.058725 | 0.011973
1992 | 216.4896 | 0 | 0 | 0 | 0 | 0 | 0 | 0.019575 | 0.011973
1992 | 216.5 | 0 | 0 | 0 | 0 | 0 | 0 | 0.066555 | 0.019955
1992 | 216.5104 | 0 | 0 | 0 | 0 | 0 | 0 | 0.03915 | 0.011973
1992 | 216.5208 | 0 | 0 | 0 | 0 | 0 | 0 | 0 | 0.031928
1992 | 216.5312 | 0 | 0 | 0 | 0 | 0 | 0 | 0.058725 | 0.023946
1992 | 216.5417 | 0 | 0 | 0 | 0 | 0 | 0 | 0.043065 | 0.015964
1992 | 216.5521 | 0 | 0 | 0 | 0 | 0 | 0 | 0.043065 | 0.023946
1992 | 216.5625 | 0 | 0 | 0 | 0 | 0 | 0 | 0.035235 | 0.023946
1992 | 216.5729 | 0 | 0 | 0 | 0 | 0 | 0 | 0.043065 | 0.027937
1992 | 216.5833 | 0 | 0 | 0 | 0 | 0 | 0 | 0.058725 | 0.03991
1992 | 216.5937 | 0 | 0 | 0 | 0 | 0 | 0 | 0.0783 | 0.015964
1992 | 216.6042 | 0 | 0 | 0 | 0 | 0 | 0 | -0.03915 | 0.027937
1992 | 216.6146 | 0 | 0 | 0 | 0 | 0 | 0 | 0.090045 | 0.023946
1992 | 216.625 | 0 | 0 | 0 | 0 | 0 | 0 | 0.01566 | 0.035919
1992 | 216.6354 | 0 | 0 | 0 | 0 | 0 | 0 | 0.03132 | 0.031928
1992 | 216.6458 | 0 | 0 | 0 | 0 | 0 | 0 | 0 | 0.015964
1992 | 216.6562 | 0 | 0 | 0 | 0 | 0 | 0 | 0 | 0.031928
1992 | 216.6667 | 0 | 0 | 0 | 0 | 0 | 0 | 0.074385 | 0.015964
1992 | 216.6771 | 0 | 0 | 0 | 0 | 0 | 0 | 0.019575 | 0.023946
1992 | 216.6875 | 0 | 0 | 0 | 0 | 0 | 0 | 0.01566 | 0.023946
1992 | 216.6979 | 0 | 0 | 0 | 0 | 0 | 0 | 0.03132 | 0.011973
1992 | 216.7083 | 0 | 0 | 0 | 0 | 0 | 0 | -0.003915 | 0.023946
1992 | 216.7187 | 0 | 0 | 0 | 0 | 0 | 0 | 0.035235 | 0.031928
1992 | 216.7292 | 0 | 0 | 0 | 0 | 0 | 0 | 0.06264 | 0.011973
1992 | 216.7396 | 0 | 0 | 0 | 0 | 0 | 0 | -0.027405 | 0.007982
1992 | 216.75 | 0 | 0 | 0 | 0 | 0 | 0 | 0.043065 | 0.027937
1992 | 216.7604 | 0 | 0 | 0 | 0 | 0 | 0 | 0.01566 | 0.015964
1992 | 216.7708 | 0.03132 | 0 | 0 | 0 | 0 | 0 | 0.011745 | 0.015964
1992 | 216.7812 | 0.00783 | 0 | 0 | 0 | 0 | 0 | -0.027405 | 0.019955
1992 | 216.7917 | 0 | 0 | 0 | 0 | 0 | 0 | 0.04698 | 0.019955
1992 | 216.8021 | 0 | 0 | 0 | 0 | 0 | 0 | 0.04698 | 0.011973
1992 | 216.8125 | 0 | 0 | 0 | 0 | 0 | 0 | 0.011745 | 0.015964
1992 | 216.8229 | 0 | 0 | 0 | 0 | 0 | 0 | -0.050895 | 0.015964
1992 | 216.8333 | 0 | 0 | 0 | 0 | 0 | 0 | 0.035235 | 0.011973
1992 | 216.8437 | 0 | 0 | 0 | 0 | 0 | 0 | 0.043065 | 0.011973
1992 | 216.8542 | 0 | 0 | 0 | 0 | 0 | 0 | 0.02349 | 0.003991
1992 | 216.8646 | 0 | 0 | 0 | 0 | 0 | 0 | -0.035235 | 0.015964
1992 | 216.875 | 0 | 0 | 0 | 0 | 0 | 0 | -0.003915 | 0.007982
1992 | 216.8854 | 0 | 0 | 0 | 0 | 0 | 0 | 0 | 0.015964
1992 | 216.8958 | 0 | 0 | 0 | 0 | 0 | 0 | 0.00783 | 0.011973
1992 | 216.9062 | 0 | 0 | 0 | 0 | 0 | 0 | -0.00783 | 0.015964
1992 | 216.9167 | 0 | 0 | 0 | 0 | 0 | 0 | 0.003915 | 0.011973
1992 | 216.9271 | 0 | 0 | 0 | 0 | 0 | 0 | -0.027405 | 0.007982
1992 | 216.9375 | 0 | 0 | 0 | 0 | 0 | 0 | 0.003915 | 0.011973
1992 | 216.9479 | 0 | 0 | 0 | 0 | 0 | 0 | 0.035235 | 0
1992 | 216.9583 | 0 | 0 | 0 | 0 | 0 | 0 | 0.019575 | 0.011973
1992 | 216.9687 | 0 | 0 | 0 | 0 | 0 | 0 | 0.043065 | -0.003991
1992 | 216.9792 | 0 | 0 | 0 | 0 | 0 | 0 | -0.003915 | 0.007982
1992 | 216.9896 | 0 | 0 | 0 | 0 | 0 | 0 | 0.011745 | 0.003991
1992 | 217 | 0 | 0 | 0 | 0 | 0 | 0 | -0.003132 | 0.011973
1992 | 217.0104 | 0 | 0 | 0 | 0 | 0 | 0 | 0.004698 | 0.007982
1992 | 217.0208 | 0 | 0 | 0 | 0 | 0 | 0 | 0.003915 | -0.003991
1992 | 217.0312 | 0 | 0 | 0 | 0 | 0 | 0 | 0.003915 | 0.007982
1992 | 217.0417 | 0.01566 | 0 | 0 | 0 | 0 | 0 | 0.009396 | 0.007982
1992 | 217.0521 | 0 | 0 | 0 | 0 | 0 | 0 | 0.043065 | 0.003991
1992 | 217.0625 | 0 | 0 | 0 | 0 | 0 | 0 | 0 | 0
1992 | 217.0729 | 0 | 0 | 0 | 0 | 0 | 0 | 0.01566 | 0.003991
1992 | 217.0833 | 0 | 0 | 0 | 0 | 0 | 0 | -0.003915 | 0.007982
1992 | 217.0937 | 0 | 0 | 0 | 0 | 0 | 0 | -0.00783 | 0.003991
1992 | 217.1042 | 0 | 0 | 0 | 0 | 0 | 0 | 0.019575 | 0.003991
1992 | 217.1146 | 0 | 0 | 0 | 0 | 0 | 0 | -0.019575 | 0.003991
1992 | 217.125 | 0 | 0 | 0 | 0 | 0 | 0 | 0.027405 | 0.007982
1992 | 217.1354 | 0 | 0 | 0 | 0 | 0 | 0 | 0.00783 | 0.003991
1992 | 217.1458 | 0 | 0 | 0 | 0 | 0 | 0 | 0 | 0.003991
1992 | 217.1562 | 0 | 0 | 0 | 0 | 0 | 0 | -0.011745 | 0.003991
1992 | 217.1667 | 0 | 0.015964 | 0 | 0 | 0 | 0 | -0.003915 | -0.007982
1992 | 217.1771 | 0 | 0 | 0 | 0 | 0 | 0 | 0.019575 | 0.007982
1992 | 217.1875 | 0 | 0 | 0 | 0 | 0 | 0 | -0.00783 | 0
1992 | 217.1979 | 0.00783 | 0 | 0 | 0 | 0 | 0 | -0.003915 | 0.003991
1992 | 217.2083 | 0.01566 | 0 | 0 | 0 | 0 | 0 | 0 | -0.003991
1992 | 217.2187 | 0 | 0 | 0 | 0 | 0 | 0 | 0.003915 | 0
1992 | 217.2292 | 0.00783 | 0 | 0 | 0 | 0 | 0 | -0.00783 | 0.003991
1992 | 217.2396 | 0 | 0 | 0 | 0 | 0 | 0 | 0 | 0.003991
1992 | 217.25 | 0 | 0 | 0 | 0 | 0 | 0 | 0.011745 | 0
1992 | 217.2604 | 0 | 0 | 0 | 0 | 0 | 0 | 0.011745 | -0.003991
1992 | 217.2708 | 0 | 0 | 0 | 0 | 0 | 0 | 0.003915 | 0.003991
1992 | 217.2812 | 0 | 0 | 0 | 0 | 0 | 0 | -0.003915 | 0
1992 | 217.2917 | 0 | 0 | 0 | 0 | 0 | 0 | 0 | 0.003991
1992 | 217.3021 | 0 | 0 | 0 | 0 | 0 | 0 | -0.011745 | 0.011973
1992 | 217.3125 | 0.00783 | 0 | 0 | 0 | 0 | 0 | 0.011745 | 0.015964
1992 | 217.3229 | 0 | 0 | 0 | 0 | 0 | 0 | 0.03132 | 0.003991
1992 | 217.3333 | 0 | 0 | 0 | 0 | 0 | 0 | -0.011745 | 0.007982
1992 | 217.3437 | 0 | 0 | 0 | 0 | 0 | 0 | -0.003915 | 0.011973
1992 | 217.3542 | 0 | 0 | 0 | 0 | 0 | 0 | 0.00783 | 0.007982
1992 | 217.3646 | 0 | 0 | 0 | 0 | 0 | 0 | -0.003915 | 0.007982
1992 | 217.375 | 0 | 0 | 0 | 0 | 0 | 0 | 0 | 0.011973
1992 | 217.3854 | 0 | 0 | 0 | 0 | 0 | 0 | 0.03132 | 0
1992 | 217.3958 | 0 | 0 | 0 | 0 | 0 | 0 | 0.035235 | 0.007982
1992 | 217.4062 | 0 | 0 | 0 | 0 | 0 | 0 | -0.027405 | 0.011973
1992 | 217.4167 | 0.01566 | 0 | 0 | 0 | 0 | 0 | -0.035235 | 0.019955
1992 | 217.4271 | 0 | 0 | 0 | 0 | 0 | 0 | 0.00783 | -0.007982
1992 | 217.4375 | 0 | 0 | 0 | 0 | 0 | 0 | 0.043065 | 0.011973
1992 | 217.4479 | 0 | 0 | 0 | 0 | 0 | 0 | 0.082215 | -0.007982
1992 | 217.4583 | 0 | 0 | 0 | 0 | 0 | 0 | 0.10179 | 0.003991
1992 | 217.4687 | 0 | 0 | 0 | 0 | 0 | 0 | -0.090045 | 0.015964
1992 | 217.4792 | 0 | 0 | 0 | 0 | 0 | 0 | 0.082215 | 0.007982
1992 | 217.4896 | 0 | 0 | 0 | 0 | 0 | 0 | 0.097875 | 0.003991
1992 | 217.5 | 0 | 0 | 0 | 0 | 0 | 0 | 0.03915 | 0.023946
1992 | 217.5104 | 0 | 0 | 0 | 0 | 0 | 0 | 0.04698 | 0.007982
1992 | 217.5208 | 0 | 0 | 0 | 0 | 0 | 0 | 0.082215 | 0.023946
1992 | 217.5312 | 0 | 0 | 0 | 0 | 0 | 0 | 0.06264 | 0.015964
1992 | 217.5417 | 0 | 0 | 0 | 0 | 0 | 0 | 0.01566 | 0.019955
1992 | 217.5521 | 0 | 0 | 0 | 0 | 0 | 0 | 0.08613 | 0.019955
1992 | 217.5625 | 0 | 0 | 0 | 0 | 0 | 0 | 0.011745 | 0.019955
1992 | 217.5729 | 0 | 0 | 0 | 0 | 0 | 0 | 0.043065 | 0.027937
1992 | 217.5833 | 0 | 0 | 0 | 0 | 0 | 0 | 0.043065 | 0.035919
1992 | 217.5937 | 0 | 0 | 0 | 0 | 0 | 0 | 0.01566 | 0.023946
1992 | 217.6042 | 0 | 0 | 0 | 0 | 0 | 0 | 0.03132 | 0.023946
1992 | 217.6146 | 0 | 0 | 0 | 0 | 0 | 0 | 0.066555 | 0.015964
1992 | 217.625 | 0 | 0 | 0 | 0 | 0 | 0 | 0.011745 | 0.019955
1992 | 217.6354 | 0 | 0 | 0 | 0 | 0 | 0 | 0.03132 | 0.023946
1992 | 217.6458 | 0 | 0 | 0.04698 | 0 | 0 | 0 | -2.2737e-13 | 0.047892
1992 | 217.6562 | 0 | 0 | 0.03132 | 0 | 0 | 0 | 0.066555 | 0.007982
1992 | 217.6667 | 0 | 0 | 0 | 0 | 0 | 0 | 0.066555 | 0.023946
1992 | 217.6771 | 0 | 0 | 0.03915 | 0 | 0 | 0 | -0.03915 | 0.015964
1992 | 217.6875 | 0 | 0 | 0.13311 | 0 | 0 | 0 | -1.1369e-13 | 0.03991
1992 | 217.6979 | 0 | 0 | 0.03132 | 0 | 0 | 0 | 0 | 0.019955
1992 | 217.7083 | 0 | 0 | 0.09396 | 0 | 0 | 0 | -0.06264 | 0.059865
1992 | 217.7187 | 0 | 0 | 0 | 0 | 0 | 0 | 0.18401 | -0.023946
1992 | 217.7292 | 0 | 0 | 0 | 0 | 0 | 0 | 0.11745 | -0.003991
1992 | 217.7396 | 0 | 0 | 0 | 0 | 0 | 0 | 0.058725 | 0.015964
1992 | 217.75 | 0 | 0 | 0 | 0 | 0 | 0 | 0.02349 | 0.011973
1992 | 217.7604 | 0 | 0 | 0 | 0 | 0 | 0 | 0.058725 | 0.007982
1992 | 217.7708 | 0 | 0 | 0 | 0 | 0 | 0 | 0.03132 | 0.003991
1992 | 217.7812 | 0 | 0 | 0 | 0 | 0 | 0 | 0.04698 | 0.011973
1992 | 217.7917 | 0 | 0 | 0 | 0 | 0 | 0 | 0.011745 | 0.007982
1992 | 217.8021 | 0 | 0 | 0 | 0 | 0 | 0 | -0.01566 | 0.019955
1992 | 217.8125 | 0 | 0 | 0 | 0 | 0 | 0 | 0.02349 | 0.003991
1992 | 217.8229 | 0 | 0 | 0 | 0 | 0 | 0 | 0.035235 | 0.007982
1992 | 217.8333 | 0 | 0 | 0 | 0 | 0 | 0 | 0.011745 | 0.003991
1992 | 217.8437 | 0 | 0 | 0 | 0 | 0 | 0 | 0.01566 | 0
1992 | 217.8542 | 0 | 0 | 0 | 0 | 0 | 0 | 0 | 0.003991
1992 | 217.8646 | 0 | 0 | 0 | 0 | 0 | 0 | 0.00783 | 0.011973
1992 | 217.875 | 0 | 0 | 0 | 0 | 0 | 0 | 0 | 0
1992 | 217.8854 | 0 | 0 | 0.03132 | 0 | 0 | 0 | 0 | 0.027937
1992 | 217.8958 | 0 | 0 | 0.21141 | 0 | 0 | 0 | 0.01566 | 0.019955
1992 | 217.9062 | 0 | 0 | 0.07047 | 0 | 0 | 0 | 0.05481 | 0.007982
1992 | 217.9167 | 0 | 0 | 0 | 0 | 0 | 0 | -0.01566 | 0.019955
1992 | 217.9271 | 0 | 0 | 0 | 0 | 0 | 0 | 0.090045 | 0.003991
1992 | 217.9375 | 0 | 0 | 0 | 0 | 0 | 0 | 0.043065 | -0.003991
1992 | 217.9479 | 0 | 0 | 0 | 0 | 0 | 0 | 0.00783 | -0.003991
1992 | 217.9583 | 0 | 0 | 0 | 0 | 0 | 0 | -0.00783 | 0.023946
1992 | 217.9687 | 0.00783 | 0 | 0 | 0 | 0 | 0 | -0.00783 | 0.007982
1992 | 217.9792 | 0.03915 | 0 | 0 | 0 | 0 | 0 | 0.035235 | 0.011973
1992 | 217.9896 | 0 | 0 | 0 | 0 | 0 | 0 | -0.011745 | 0
1992 | 218 | 0 | 0 | 0 | 0 | 0 | 0 | 0.058725 | 0.003991
1992 | 218.0104 | 0 | 0 | 0 | 0 | 0 | 0 | 0.03915 | 0
1992 | 218.0208 | 0 | 0 | 0 | 0 | 0 | 0 | 0.01566 | 0.019955
1992 | 218.0312 | 0 | 0 | 0 | 0 | 0 | 0 | 0.066555 | -0.003991
1992 | 218.0417 | 0 | 0 | 0 | 0 | 0 | 0 | 0.02349 | 0.003991
1992 | 218.0521 | 0 | 0 | 0 | 0 | 0 | 0 | 0.003915 | 0.003991
1992 | 218.0625 | 0.02349 | 0 | 0 | 0 | 0 | 0 | 0.003915 | 0.007982
1992 | 218.0729 | 0 | 0 | 0 | 0 | 0 | 0 | 0.02349 | 0.007982
1992 | 218.0833 | 0 | 0 | 0 | 0 | 0 | 0 | -0.011745 | 0.003991
1992 | 218.0937 | 0 | 0 | 0 | 0 | 0 | 0 | -0.003915 | 5.6843e-14
1992 | 218.1042 | 0.05481 | 0 | 0 | 0 | 0 | 0 | 0.00783 | 0.011973
1992 | 218.1146 | 0 | 0 | 0 | 0 | 0 | 0 | 0.03132 | 0.007982
1992 | 218.125 | 0 | 0 | 0 | 0 | 0 | 0 | 0.03132 | 0
1992 | 218.1354 | 0 | 0 | 0 | 0 | 0 | 0 | 0.03132 | 0.003991
1992 | 218.1458 | 0 | 0 | 0 | 0 | 0 | 0 | 0.03132 | -0.003991
1992 | 218.1562 | 0.00783 | 0 | 0 | 0 | 0 | 0 | -0.01566 | 0
1992 | 218.1667 | 0 | 0 | 0 | 0 | 0 | 0 | 0.019575 | 0.007982
1992 | 218.1771 | 0 | 0 | 0 | 0 | 0 | 0 | 0 | 0
1992 | 218.1875 | 0.00783 | 0 | 0 | 0 | 0 | 0 | -0.003915 | 0
1992 | 218.1979 | 0 | 0 | 0 | 0 | 0 | 0 | -0.00783 | 0.003991
1992 | 218.2083 | 0 | 0 | 0 | 0 | 0 | 0 | 0.019575 | 0.011973
1992 | 218.2187 | 0 | 0 | 0 | 0 | 0 | 0 | -0.003915 | -0.003991
1992 | 218.2292 | 0 | 0 | 0 | 0 | 0 | 0 | 0.00783 | 0.011973
1992 | 218.2396 | 0 | 0 | 0 | 0 | 0 | 0 | 0 | -0.003991
1992 | 218.25 | 0 | 0 | 0 | 0 | 0 | 0 | 0.003915 | 0
1992 | 218.2604 | 0 | 0 | 0 | 0 | 0 | 0 | -0.00783 | 0.003991
1992 | 218.2708 | 0 | 0 | 0 | 0 | 0 | 0 | 0 | 0.003991
1992 | 218.2812 | 0 | 0 | 0 | 0 | 0 | 0 | 0 | 0.003991
1992 | 218.2917 | 0 | 0 | 0 | 0 | 0 | 0 | 0.01566 | 0
1992 | 218.3021 | 0 | 0 | 0 | 0 | 0 | 0 | 0 | 0.003991
1992 | 218.3125 | 0 | 0 | 0 | 0 | 0 | 0 | 0.019575 | 0.007982
1992 | 218.3229 | 0 | 0 | 0 | 0 | 0 | 0 | -0.003915 | 0.003991
1992 | 218.3333 | 0 | 0 | 0 | 0 | 0 | 0 | 0.00783 | 0.007982
1992 | 218.3437 | 0 | 0 | 0 | 0 | 0 | 0 | 0.035235 | -0.003991
1992 | 218.3542 | 0 | 0 | 0 | 0 | 0 | 0 | 0.003915 | 0.011973
1992 | 218.3646 | 0 | 0 | 0 | 0 | 0 | 0 | 0.02349 | 0.011973
1992 | 218.375 | 0 | 0 | 0 | 0 | 0 | 0 | 0.011745 | 0
1992 | 218.3854 | 0 | 0 | 0 | 0 | 0 | 0 | 0.019575 | 0.007982
1992 | 218.3958 | 0 | 0 | 0 | 0 | 0 | 0 | 0.011745 | 0
1992 | 218.4062 | 0 | 0 | 0 | 0 | 0 | 0 | 0.035235 | 0.003991
1992 | 218.4167 | 0 | 0 | 0 | 0 | 0 | 0 | 0.019575 | 0.003991
1992 | 218.4271 | 0 | 0 | 0 | 0 | 0 | 0 | 0.03915 | 0.003991
1992 | 218.4375 | 0 | 0 | 0 | 0 | 0 | 0 | 0.011745 | 0.003991
1992 | 218.4479 | 0 | 0 | 0 | 0 | 0 | 0 | 0.019575 | 0
1992 | 218.4583 | 0 | 0 | 0 | 0 | 0 | 0 | 0.050895 | 0.003991
1992 | 218.4687 | 0 | 0 | 0 | 0 | 0 | 0 | 0.035235 | -0.003991
1992 | 218.4792 | 0 | 0 | 0 | 0 | 0 | 0 | 0.035235 | 0.007982
1992 | 218.4896 | 0 | 0 | 0 | 0 | 0 | 0 | 0.03132 | 0.003991
1992 | 218.5 | 0 | 0 | 0 | 0 | 0 | 0 | 0.035235 | 0.003991
1992 | 218.5104 | 0 | 0 | 0 | 0 | 0 | 0 | 0.027405 | 0.027937
1992 | 218.5208 | 0 | 0 | 0 | 0 | 0 | 0 | 0.03915 | 0.011973
1992 | 218.5312 | 0 | 0 | 0 | 0 | 0 | 0 | 0.035235 | 0.011973
1992 | 218.5417 | 0 | 0 | 0 | 0 | 0 | 0 | 0.043065 | 0.015964
1992 | 218.5521 | 0 | 0 | 0 | 0 | 0 | 0 | 0.035235 | 0.031928
1992 | 218.5625 | 0 | 0 | 0 | 0 | 0 | 0 | 0.027405 | 0.031928
1992 | 218.5729 | 0 | 0 | 0 | 0 | 0 | 0 | 0.03915 | 0.019955
1992 | 218.5833 | 0 | 0 | 0 | 0 | 0 | 0 | 0.03915 | -0.003991
1992 | 218.5937 | 0 | 0 | 0 | 0 | 0 | 0 | 0.04698 | 0.035919
1992 | 218.6042 | 0 | 0 | 0 | 0 | 0 | 0 | 0.02349 | 0.031928
1992 | 218.6146 | 0 | 0 | 0 | 0 | 0 | 0 | 0.035235 | 0.023946
1992 | 218.625 | 0 | 0 | 0 | 0 | 0 | 0 | 0.02349 | 0.011973
1992 | 218.6354 | 0 | 0 | 0 | 0 | 0 | 0 | 0.058725 | 0.011973
1992 | 218.6458 | 0 | 0 | 0 | 0 | 0 | 0 | 0.027405 | 0.03991
1992 | 218.6562 | 0 | 0 | 0 | 0 | 0 | 0 | 0.019575 | 0.015964
1992 | 218.6667 | 0 | 0 | 0 | 0 | 0 | 0 | 0.019575 | 0.019955
1992 | 218.6771 | 0 | 0 | 0 | 0 | 0 | 0 | 0.02349 | 0.027937
1992 | 218.6875 | 0 | 0 | 0 | 0 | 0 | 0 | 0.00783 | -0.003991
1992 | 218.6979 | 0 | 0 | 0 | 0 | 0 | 0 | 0.035235 | 0.019955
1992 | 218.7083 | 0 | 0 | 0 | 0 | 0 | 0 | 0.027405 | 0.011973
1992 | 218.7187 | 0 | 0 | 0.08613 | 0 | 0 | 0 | 0 | 0.035919
1992 | 218.7292 | 0 | 0 | 0.18009 | 0 | 0 | 0 | 0.035235 | 0.011973
1992 | 218.7396 | 0 | 0 | 0 | 0 | 0 | 0 | 0.10962 | 0.007982
1992 | 218.75 | 0 | 0 | 0 | 0 | 0 | 0 | -0.10179 | 0.031928
1992 | 218.7604 | 0 | 0 | 0 | 0 | 0 | 0 | 0.11353 | -0.003991
1992 | 218.7708 | 0 | 0 | 0 | 0 | 0 | 0 | 0.027405 | 0.015964
1992 | 218.7812 | 0 | 0 | 0 | 0 | 0 | 0 | 0.019575 | 0
1992 | 218.7917 | 0 | 0 | 0 | 0 | 0 | 0 | 0.043065 | 0.003991
1992 | 218.8021 | 0 | 0 | 0 | 0 | 0 | 0 | 0 | -0.007982
1992 | 218.8125 | 0 | 0 | 0 | 0 | 0 | 0 | -0.003915 | 0.015964
1992 | 218.8229 | 0 | 0 | 0.03132 | 0 | 0 | 0 | 0.02349 | 0.007982
1992 | 218.8333 | 0 | 0 | 0 | 0 | 0 | 0 | 0.06264 | 0.007982
1992 | 218.8437 | 0 | 0 | 0.06264 | 0.023946 | 0 | 0 | 0.00783 | -0.003991
1992 | 218.8542 | 0 | 0 | 0.81432 | 0.63058 | 0 | 0 | 0 | 0
1992 | 218.8646 | 0 | 0 | 0.38367 | 0.36717 | 0 | 0 | 0 | 1.1369e-13
1992 | 218.875 | 0 | 0 | 1.0022 | 0.32726 | 0 | 0 | 0 | -1.1369e-13
1992 | 218.8854 | 0 | 0 | 0.79083 | 0.47892 | 0 | 0 | 0.12919 | -0.007982
1992 | 218.8958 | 0 | 0 | 0 | 0 | 0 | 0 | 0.59117 | 0.067847
1992 | 218.9062 | 0 | 0 | 0 | 0 | 0 | 0 | 0.10962 | -0.007982
1992 | 218.9167 | 0 | 0 | 0 | 0 | 0 | 0 | 0.04698 | -0.003991
1992 | 218.9271 | 0 | 0 | 0.48546 | 0.23946 | 0 | 0 | 0 | 5.6843e-14
1992 | 218.9375 | 0 | 0 | 0.28188 | 0.30332 | 0 | 0 | 0.02349 | 0
1992 | 218.9479 | 0 | 0 | 0.43848 | 0.42305 | 0 | 0 | 0.02349 | 1.1369e-13
1992 | 218.9583 | 0 | 0 | 0.21141 | 0.37515 | 0 | 0 | 0 | 0
1992 | 218.9687 | 0 | 0 | 0.35235 | 0.38314 | 0 | 0 | 0.03915 | 1.7053e-13
1992 | 218.9792 | 0 | 0 | 0.47763 | 0.47892 | 0 | 0 | 0 | 5.6843e-14
1992 | 218.9896 | 0 | 0 | 0.38367 | 0.35919 | 0 | 0 | 0 | 0
1992 | 219 | 0 | 0 | 0.35235 | 0.31928 | 0 | 0 | 0 | 0
1992 | 219.0104 | 0 | 0 | 0.21141 | 0.25542 | 0 | 0 | 0.003915 | 0.003991
1992 | 219.0208 | 0 | 0 | 0 | 0 | 0 | 0 | 0.03915 | 0.011973
1992 | 219.0312 | 0 | 0 | 0 | 0 | 0 | 0 | -0.011745 | 0
1992 | 219.0417 | 0 | 0 | 0 | 0 | 0 | 0 | 0.019575 | 0.023946
1992 | 219.0521 | 0 | 0 | 0 | 0 | 0 | 0 | -0.00783 | 0.019955
1992 | 219.0625 | 0 | 0 | 0 | 0 | 0 | 0 | 0.03915 | 0.015964
1992 | 219.0729 | 0 | 0 | 0 | 0 | 0 | 0 | 0.058725 | 0.019955
1992 | 219.0833 | 0 | 0 | 0 | 0 | 0 | 0 | 0 | 0.003991
1992 | 219.0937 | 0 | 0 | 0 | 0 | 0 | 0 | 0.03915 | 0.003991
1992 | 219.1042 | 0 | 0 | 0 | 0 | 0 | 0 | -1.1369e-13 | 0.007982
1992 | 219.1146 | 0 | 0 | 0 | 0 | 0 | 0 | 0.01566 | 0.007982
1992 | 219.125 | 0 | 0 | 0 | 0 | 0 | 0 | 0.011745 | 0.007982
1992 | 219.1354 | 0 | 0 | 0 | 0 | 0 | 0 | 0.00783 | 0.007982
1992 | 219.1458 | 0 | 0 | 0 | 0 | 0 | 0 | 0.011745 | 0.003991
1992 | 219.1562 | 0 | 0 | 0 | 0 | 0 | 0 | -0.01566 | 0.007982
1992 | 219.1667 | 0 | 0 | 0 | 0 | 0 | 0 | 0.011745 | 0.003991
1992 | 219.1771 | 0 | 0 | 0 | 0 | 0 | 0 | 0.00783 | 0.007982
1992 | 219.1875 | 0 | 0 | 0 | 0 | 0 | 0 | 0.011745 | 0
1992 | 219.1979 | 0 | 0 | 0 | 0 | 0 | 0 | -0.00783 | 0.003991
1992 | 219.2083 | 0 | 0 | 0 | 0 | 0 | 0 | 0.02349 | 0.003991
1992 | 219.2187 | 0 | 0 | 0 | 0 | 0 | 0 | 0.003915 | -0.003991
1992 | 219.2292 | 0 | 0 | 0 | 0 | 0 | 0 | -0.00783 | 0
1992 | 219.2396 | 0 | 0 | 0 | 0 | 0 | 0 | 0.003915 | 0.007982
1992 | 219.25 | 0 | 0 | 0 | 0 | 0 | 0 | 0.00783 | -0.007982
1992 | 219.2604 | 0 | 0 | 0 | 0 | 0 | 0 | -0.00783 | 0.007982
1992 | 219.2708 | 0 | 0 | 0 | 0 | 0 | 0 | 0.011745 | 0
1992 | 219.2812 | 0 | 0 | 0 | 0 | 0 | 0 | 0.003915 | 0.007982
1992 | 219.2917 | 0 | 0 | 0 | 0 | 0 | 0 | 0.00783 | 0.007982
1992 | 219.3021 | 0 | 0 | 0 | 0 | 0 | 0 | 0 | 0.011973
1992 | 219.3125 | 0 | 0 | 0 | 0 | 0 | 0 | 0.01566 | 0.011973
1992 | 219.3229 | 0 | 0 | 0 | 0 | 0 | 0 | 0.00783 | 0.027937
1992 | 219.3333 | 0 | 0 | 0 | 0 | 0 | 0 | 0.02349 | 0.047892
1992 | 219.3437 | 0 | 0 | 0 | 0 | 0 | 0 | 0.011745 | 0.035919
1992 | 219.3542 | 0 | 0 | 0 | 0 | 0 | 0 | 0.03132 | 0.059865
1992 | 219.3646 | 0 | 0 | 0 | 0 | 0 | 0 | 0.011745 | 0.07982
1992 | 219.375 | 0 | 0 | 0 | 0 | 0 | 0 | 0.01566 | 0.075829
1992 | 219.3854 | 0 | 0 | 0 | 0 | 0 | 0 | 0.00783 | 0.075829
1992 | 219.3958 | 0 | 0 | 0 | 0 | 0 | 0 | 0.0783 | 0.095784
1992 | 219.4062 | 0 | 0 | 0 | 0 | 0 | 0 | 0.066555 | 0.083811
1992 | 219.4167 | 0 | 0 | 0 | 0 | 0 | 0 | 0.1057 | 0.075829
1992 | 219.4271 | 0 | 0 | 0 | 0 | 0 | 0 | 0.066555 | 0.075829
1992 | 219.4375 | 0 | 0 | 0 | 0 | 0 | 0 | 0.027405 | 0.075829
1992 | 219.4479 | 0 | 0 | 0 | 0 | 0 | 0 | 0.10179 | 0.059865
1992 | 219.4583 | 0 | 0 | 0 | 0 | 0 | 0 | 0.03132 | 0.067847
1992 | 219.4687 | 0 | 0 | 0 | 0 | 0 | 0 | 0.12528 | 0.067847
1992 | 219.4792 | 0 | 0 | 0 | 0 | 0 | 0 | 0.13702 | 0.059865
1992 | 219.4896 | 0 | 0 | 0 | 0 | 0 | 0 | 0.097875 | 0.055874
1992 | 219.5 | 0 | 0 | 0 | 0 | 0 | 0 | 0.082215 | 0.047892
1992 | 219.5104 | 0 | 0 | 0 | 0 | 0 | 0 | 0.082215 | -0.011973
1992 | 219.5208 | 0 | 0 | 0 | 0 | 0 | 0 | 0.058725 | 0.095784
1992 | 219.5312 | 0 | 0 | 0 | 0 | 0 | 0 | 0.082215 | 0.063856
1992 | 219.5417 | 0 | 0 | 0 | 0 | 0 | 0 | 0.12528 | 0.055874
1992 | 219.5521 | 0 | 0 | 0 | 0 | 0 | 0 | 0.12136 | 0.031928
1992 | 219.5625 | 0 | 0 | 0 | 0 | 0 | 0 | 0.02349 | 0.071838
1992 | 219.5729 | 0 | 0 | 0 | 0 | 0 | 0 | 0.01566 | 0.035919
1992 | 219.5833 | 0 | 0 | 0 | 0 | 0 | 0 | 0.13702 | 0.047892
1992 | 219.5937 | 0 | 0 | 0 | 0 | 0 | 0 | 0.06264 | 0.055874
1992 | 219.6042 | 0 | 0 | 0 | 0 | 0 | 0 | 0.050895 | 0.047892
1992 | 219.6146 | 0 | 0 | 0 | 0 | 0 | 0 | 0.1057 | 0.051883
1992 | 219.625 | 0 | 0 | 0 | 0 | 0 | 0 | 0.04698 | 0.055874
1992 | 219.6354 | 0 | 0 | 0 | 0 | 0 | 0 | 0.03915 | 0.047892
1992 | 219.6458 | 0 | 0 | 0 | 0 | 0 | 0 | 0.03132 | 0.055874
1992 | 219.6562 | 0 | 0 | 0 | 0 | 0 | 0 | 0.09396 | 0.03991
1992 | 219.6667 | 0 | 0 | 0 | 0 | 0 | 0 | 0.082215 | 0.027937
1992 | 219.6771 | 0 | 0 | 0 | 0 | 0 | 0 | 0.00783 | 0.059865
1992 | 219.6875 | 0 | 0 | 0 | 0 | 0 | 0 | 0.09396 | 0.043901
1992 | 219.6979 | 0 | 0 | 0 | 0 | 0 | 0 | 0.07047 | 0.055874
1992 | 219.7083 | 0 | 0 | 0 | 0 | 0 | 0 | 0.12919 | 0.015964
1992 | 219.7187 | 0 | 0 | 0 | 0 | 0 | 0 | -0.066555 | 0.023946
1992 | 219.7292 | 0 | 0 | 0 | 0 | 0 | 0 | 0.13311 | 0.063856
1992 | 219.7396 | 0 | 0 | 0 | 0 | 0 | 0 | -0.011745 | 0.007982
1992 | 219.75 | 0 | 0 | 0 | 0 | 0 | 0 | 0.11745 | 0.023946
1992 | 219.7604 | 0 | 0 | 0 | 0 | 0 | 0 | 0.03132 | 0.035919
1992 | 219.7708 | 0 | 0 | 0 | 0 | 0 | 0 | 0.0783 | 0.019955
1992 | 219.7812 | 0 | 0 | 0 | 0 | 0 | 0 | 0.05481 | 0.003991
1992 | 219.7917 | 0 | 0 | 0 | 0 | 0 | 0 | 0.03132 | 0.027937
1992 | 219.8021 | 0 | 0 | 0 | 0 | 0 | 0 | 0 | 0.023946
1992 | 219.8125 | 0 | 0 | 0 | 0 | 0 | 0 | 0.003915 | 0.003991
1992 | 219.8229 | 0 | 0 | 0.21924 | 0 | 0 | 0 | -0.003915 | 0.059865
1992 | 219.8333 | 0 | 0 | 0.14094 | 0 | 0 | 0 | 0.05481 | 0.015964
1992 | 219.8437 | 0 | 0 | 0 | 0 | 0 | 0 | 0.15269 | -0.003991
1992 | 219.8542 | 0 | 0 | 0 | 0 | 0 | 0 | 0.11745 | 0.027937
1992 | 219.8646 | 0 | 0 | 0 | 0 | 0 | 0 | -0.07047 | 0.031928
1992 | 219.875 | 0 | 0 | 0 | 0 | 0 | 0 | 0.12136 | -0.007982
1992 | 219.8854 | 0 | 0 | 0 | 0 | 0 | 0 | 0.04698 | 0.015964
1992 | 219.8958 | 0 | 0 | 0 | 0 | 0 | 0 | 0.011745 | 0.019955
1992 | 219.9062 | 0 | 0 | 0 | 0 | 0 | 0 | -0.043065 | 0.007982
1992 | 219.9167 | 0 | 0 | 0 | 0 | 0 | 0 | 0.011745 | -0.011973
1992 | 219.9271 | 0 | 0 | 0 | 0.023946 | 0 | 0 | 0.011745 | 0
1992 | 219.9375 | 0 | 0 | 0.12528 | 0.15964 | 0 | 0 | 0 | 0.007982
1992 | 219.9479 | 0 | 0 | 0.26622 | 0.10377 | 0 | 0 | 0.0783 | 0.015964
1992 | 219.9583 | 0 | 0 | 0 | 0 | 0 | 0 | 0.16052 | 0.055874
1992 | 219.9687 | 0 | 0 | 0 | 0 | 0 | 0 | 0.043065 | 0.023946
1992 | 219.9792 | 0 | 0 | 0 | 0 | 0 | 0 | 0.02349 | 0.019955
1992 | 219.9896 | 0 | 0 | 0 | 0 | 0 | 0 | 0.011745 | 0.015964
1992 | 220 | 0 | 0 | 0 | 0 | 0 | 0 | 0.03132 | 0.019955
1992 | 220.0104 | 0 | 0 | 0 | 0 | 0 | 0 | 0.043065 | 0
1992 | 220.0208 | 0 | 0 | 0 | 0 | 0 | 0 | -0.00783 | -0.007982
1992 | 220.0312 | 0.01566 | 0 | 0 | 0 | 0 | 0 | 1.1369e-13 | 0
1992 | 220.0417 | 0 | 0.007982 | 0 | 0 | 0 | 0 | 0 | 0.007982
1992 | 220.0521 | 0 | 0 | 0 | 0 | 0 | 0 | 0.00783 | 0.015964
1992 | 220.0625 | 0 | 0 | 0 | 0 | 0 | 0 | -0.003915 | 0.007982
1992 | 220.0729 | 0 | 0 | 0 | 0 | 0 | 0 | 0 | 0.011973
1992 | 220.0833 | 0 | 0 | 0 | 0 | 0 | 0 | 0.019575 | 0
1992 | 220.0937 | 0.0783 | 0 | 0 | 0 | 0 | 0 | 0.00783 | 0.023946
1992 | 220.1042 | 0.03132 | 0 | 0 | 0 | 0 | 0 | 0.003915 | 0.023946
1992 | 220.1146 | 0 | 0 | 0 | 0 | 0 | 0 | 0.019575 | 0.023946
1992 | 220.125 | 0.03132 | 0 | 0 | 0 | 0 | 0 | -0.027405 | 0.019955
1992 | 220.1354 | 0 | 0 | 0 | 0 | 0 | 0 | 0.08613 | 0.011973
1992 | 220.1458 | 0 | 0 | 0 | 0 | 0 | 0 | 0.03915 | 0.011973
1992 | 220.1562 | 0 | 0 | 0 | 0 | 0 | 0 | -0.00783 | 0.007982
1992 | 220.1667 | 0 | 0 | 0 | 0 | 0 | 0 | 0.058725 | 0.007982
1992 | 220.1771 | 0 | 0 | 0 | 0 | 0 | 0 | 0.019575 | 0.003991
1992 | 220.1875 | 0 | 0 | 0 | 0 | 0 | 0 | 0.00783 | 0.007982
1992 | 220.1979 | 0 | 0 | 0 | 0 | 0 | 0 | 0.04698 | 0.007982
1992 | 220.2083 | 0 | 0 | 0 | 0 | 0 | 0 | 0.019575 | 0.003991
1992 | 220.2187 | 0 | 0 | 0 | 0 | 0 | 0 | 0.011745 | 0
1992 | 220.2292 | 0 | 0 | 0 | 0 | 0 | 0 | 0.019575 | 0.003991
1992 | 220.2396 | 0 | 0 | 0 | 0 | 0 | 0 | -0.03132 | 0
1992 | 220.25 | 0 | 0 | 0 | 0 | 0 | 0 | -0.02349 | 0.011973
1992 | 220.2604 | 0.03132 | 0 | 0 | 0 | 0 | 0 | 0.00783 | 0.007982
1992 | 220.2708 | 0 | 0 | 0 | 0 | 0 | 0 | 0.00783 | 0.003991
1992 | 220.2812 | 0 | 0 | 0 | 0 | 0 | 0 | -0.01566 | 0.011973
1992 | 220.2917 | 0 | 0 | 0 | 0 | 0 | 0 | 0 | 0.007982
1992 | 220.3021 | 0.01566 | 0 | 0 | 0 | 0 | 0 | 0.019575 | 0.015964
1992 | 220.3125 | 0 | 0 | 0 | 0 | 0 | 0 | 0 | 0.007982
1992 | 220.3229 | 0 | 0 | 0 | 0 | 0 | 0 | 0.043065 | 0.015964
1992 | 220.3333 | 0 | 0 | 0 | 0 | 0 | 0 | 0.003915 | 0.015964
1992 | 220.3437 | 0 | 0 | 0 | 0 | 0 | 0 | -0.027405 | 0.007982
1992 | 220.3542 | 0 | 0 | 0 | 0 | 0 | 0 | 0.01566 | 0.015964
1992 | 220.3646 | 0 | 0 | 0 | 0 | 0 | 0 | -0.03915 | 0.023946
1992 | 220.375 | 0 | 0 | 0 | 0 | 0 | 0 | 0.082215 | 0.003991
1992 | 220.3854 | 0 | 0 | 0 | 0 | 0 | 0 | -0.02349 | 0.007982
1992 | 220.3958 | 0 | 0 | 0 | 0 | 0 | 0 | 0.043065 | 0.015964
1992 | 220.4062 | 0 | 0 | 0 | 0 | 0 | 0 | 0.16052 | 0.011973
1992 | 220.4167 | 0 | 0 | 0 | 0 | 0 | 0 | -0.14877 | 0.011973
1992 | 220.4271 | 0 | 0 | 0 | 0 | 0 | 0 | 0.12528 | 0.003991
1992 | 220.4375 | 0 | 0 | 0 | 0 | 0 | 0 | 0.25447 | 0.03991
1992 | 220.4479 | 0 | 0 | 0 | 0 | 0 | 0 | 0.12528 | -0.011973
1992 | 220.4583 | 0 | 0 | 0 | 0 | 0 | 0 | 0.16834 | 0.011973
1992 | 220.4687 | 0 | 0 | 0 | 0 | 0 | 0 | -0.01566 | 0
1992 | 220.4792 | 0 | 0 | 0 | 0 | 0 | 0 | -0.043065 | 0.015964
1992 | 220.4896 | 0 | 0 | 0 | 0 | 0 | 0 | 0.011745 | 0.023946
1992 | 220.5 | 0 | 0 | 0 | 0 | 0 | 0 | 0.12528 | 0.019955
1992 | 220.5104 | 0 | 0 | 0 | 0 | 0 | 0 | 0.035235 | 0.027937
1992 | 220.5208 | 0 | 0 | 0 | 0 | 0 | 0 | 0.15268 | 0.019955
1992 | 220.5312 | 0 | 0 | 0 | 0 | 0 | 0 | -0.19575 | 0.023946
1992 | 220.5417 | 0 | 0 | 0 | 0 | 0 | 0 | 0.4698 | 0.043901
1992 | 220.5521 | 0 | 0 | 0 | 0 | 0 | 0 | -0.29754 | 0.019955
1992 | 220.5625 | 0 | 0 | 0 | 0 | 0 | 0 | -0.29363 | 0.031928
1992 | 220.5729 | 0 | 0 | 0 | 0 | 0 | 0 | 0.60291 | 0.035919
1992 | 220.5833 | 0 | 0 | 0 | 0 | 0 | 0 | 1.1369e-13 | 0.03991
1992 | 220.5937 | 0 | 0 | 0 | 0 | 0 | 0 | 0.10179 | 0.027937
1992 | 220.6042 | 0 | 0 | 0 | 0 | 0 | 0 | -0.03915 | 0.043901
1992 | 220.6146 | 0 | 0 | 0 | 0 | 0 | 0 | -0.03915 | 0.011973
1992 | 220.625 | 0 | 0 | 0 | 0 | 0 | 0 | -0.019575 | 0.047892
1992 | 220.6354 | 0 | 0 | 0 | 0 | 0 | 0 | 0.18009 | 0.019955
1992 | 220.6458 | 0 | 0 | 0 | 0 | 0 | 0 | 0.043065 | 0.027937
1992 | 220.6562 | 0 | 0 | 0 | 0 | 0 | 0 | 0.11745 | 0.023946
1992 | 220.6667 | 0 | 0 | 0 | 0 | 0 | 0 | -0.00783 | 0.031928
1992 | 220.6771 | 0 | 0 | 0 | 0 | 0 | 0 | 0.066555 | 0.007982
1992 | 220.6875 | 0 | 0 | 0 | 0 | 0 | 0 | 0.003915 | 0.031928
1992 | 220.6979 | 0 | 0 | 0 | 0 | 0 | 0 | 0.09396 | 0.019955
1992 | 220.7083 | 0 | 0 | 0 | 0 | 0 | 0 | 0.02349 | 0.023946
1992 | 220.7187 | 0 | 0 | 0 | 0 | 0 | 0 | 0.05481 | 0.007982
1992 | 220.7292 | 0 | 0 | 0 | 0 | 0 | 0 | -0.011745 | 0.035919
1992 | 220.7396 | 0 | 0 | 0 | 0 | 0 | 0 | 0.07047 | 0.011973
1992 | 220.75 | 0 | 0 | 0 | 0 | 0 | 0 | -0.011745 | 0.015964
1992 | 220.7604 | 0 | 0 | 0 | 0 | 0 | 0 | 0.035235 | 0.019955
1992 | 220.7708 | 0 | 0 | 0 | 0 | 0 | 0 | 0.03132 | 0.023946
1992 | 220.7812 | 0 | 0 | 0 | 0 | 0 | 0 | 0.05481 | 0.015964
1992 | 220.7917 | 0 | 0 | 0 | 0 | 0 | 0 | 0.05481 | 0.011973
1992 | 220.8021 | 0 | 0 | 0 | 0 | 0 | 0 | 0.06264 | 0.011973
1992 | 220.8125 | 0 | 0 | 0 | 0 | 0 | 0 | 0.02349 | 0.007982
1992 | 220.8229 | 0 | 0 | 0 | 0 | 0 | 0 | 0.035235 | 0.011973
1992 | 220.8333 | 0 | 0 | 0 | 0 | 0 | 0 | 0.02349 | 0.007982
1992 | 220.8437 | 0 | 0 | 0 | 0 | 0 | 0 | 0 | 0.015964
1992 | 220.8542 | 0 | 0 | 0 | 0 | 0 | 0 | 0.00783 | -0.003991
1992 | 220.8646 | 0 | 0 | 0 | 0 | 0 | 0 | -0.00783 | 0.011973
1992 | 220.875 | 0 | 0 | 0 | 0 | 0 | 0 | -0.00783 | 0.003991
1992 | 220.8854 | 0 | 0 | 0 | 0 | 0 | 0 | -0.003915 | 0.003991
1992 | 220.8958 | 0 | 0 | 0 | 0 | 0 | 0 | 0.02349 | 0.007982
1992 | 220.9062 | 0 | 0 | 0 | 0 | 0 | 0 | -0.027405 | 0.007982
1992 | 220.9167 | 0 | 0 | 0 | 0 | 0 | 0 | 0.003915 | 0.003991
1992 | 220.9271 | 0 | 0 | 0 | 0 | 0 | 0 | 0.003915 | 0.007982
1992 | 220.9375 | 0 | 0 | 0 | 0 | 0 | 0 | 0.035235 | 0.011973
1992 | 220.9479 | 0 | 0 | 0 | 0 | 0 | 0 | 0.01566 | 0.003991
1992 | 220.9583 | 0 | 0 | 0 | 0 | 0 | 0 | 0 | 0.003991
1992 | 220.9687 | 0 | 0 | 0 | 0 | 0 | 0 | 0.011745 | 0
1992 | 220.9792 | 0 | 0 | 0 | 0 | 0 | 0 | 0 | 0
1992 | 220.9896 | 0 | 0 | 0 | 0 | 0 | 0 | -0.003915 | 0.003991
1992 | 221 | 0 | 0 | 0 | 0 | 0 | 0 | 0 | 0.007982
1992 | 221.0104 | 0 | 0 | 0 | 0 | 0 | 0 | 0.00783 | 0.007982
1992 | 221.0208 | 0 | 0 | 0 | 0 | 0 | 0 | -0.003915 | 0.003991
1992 | 221.0312 | 0 | 0 | 0 | 0 | 0 | 0 | 0 | 0
1992 | 221.0417 | 0 | 0 | 0 | 0 | 0 | 0 | 0.00783 | 0
1992 | 221.0521 | 0.01566 | 0 | 0 | 0 | 0 | 0 | 0 | 0.011973
1992 | 221.0625 | 0 | 0 | 0 | 0 | 0 | 0 | 0.00783 | 0.007982
1992 | 221.0729 | 0.01566 | 0 | 0 | 0 | 0 | 0 | 0 | 0.007982
1992 | 221.0833 | 0 | 0 | 0 | 0 | 0 | 0 | 0.019575 | 0
1992 | 221.0937 | 0 | 0 | 0 | 0 | 0 | 0 | 0.019575 | 0.003991
1992 | 221.1042 | 0 | 0 | 0 | 0 | 0 | 0 | -0.003915 | 0.007982
1992 | 221.1146 | 0.00783 | 0 | 0 | 0 | 0 | 0 | -0.01566 | 0.003991
1992 | 221.125 | 0 | 0 | 0 | 0 | 0 | 0 | -0.01566 | 0.003991
1992 | 221.1354 | 0.00783 | 0 | 0 | 0 | 0 | 0 | -0.003915 | 0.011973
1992 | 221.1458 | 0 | 0 | 0 | 0 | 0 | 0 | 0 | 0.003991
1992 | 221.1562 | 0.01566 | 0 | 0 | 0 | 0 | 0 | 0.019575 | 0.011973
1992 | 221.1667 | 0 | 0 | 0 | 0 | 0 | 0 | 0.011745 | 0
1992 | 221.1771 | 0 | 0 | 0 | 0 | 0 | 0 | 0.011745 | 0
1992 | 221.1875 | 0 | 0 | 0 | 0 | 0 | 0 | 0 | 0.003991
1992 | 221.1979 | 0.01566 | 0 | 0 | 0 | 0 | 0 | -0.02349 | 0.011973
1992 | 221.2083 | 0.01566 | 0 | 0 | 0 | 0 | 0 | -0.003915 | 0.007982
1992 | 221.2187 | 0 | 0 | 0 | 0 | 0 | 0 | 0.027405 | 0.003991
1992 | 221.2292 | 0 | 0 | 0 | 0 | 0 | 0 | 0.00783 | 0.007982
1992 | 221.2396 | 0 | 0 | 0 | 0 | 0 | 0 | 0.011745 | 0.003991
1992 | 221.25 | 0 | 0 | 0 | 0 | 0 | 0 | -0.01566 | 0
1992 | 221.2604 | 0.02349 | 0 | 0 | 0 | 0 | 0 | 0.003915 | -0.003991
1992 | 221.2708 | 0 | 0 | 0 | 0 | 0 | 0 | 0.01566 | 0.015964
1992 | 221.2812 | 0 | 0 | 0 | 0 | 0 | 0 | -0.011745 | 0.003991
1992 | 221.2917 | 0 | 0 | 0 | 0 | 0 | 0 | 0 | -0.003991
1992 | 221.3021 | 0 | 0 | 0 | 0 | 0 | 0 | -1.1369e-13 | 0.003991
1992 | 221.3125 | 0 | 0 | 0 | 0 | 0 | 0 | 0.011745 | 0.007982
1992 | 221.3229 | 0 | 0 | 0 | 0 | 0 | 0 | -0.01566 | 0.007982
1992 | 221.3333 | 0 | 0 | 0 | 0 | 0 | 0 | -0.01566 | 0.011973
1992 | 221.3437 | 0.05481 | 0 | 0 | 0 | 0 | 0 | 0.02349 | 0
1992 | 221.3542 | 0 | 0 | 0 | 0 | 0 | 0 | 0.027405 | 0.007982
1992 | 221.3646 | 0 | 0 | 0 | 0 | 0 | 0 | -0.00783 | 0.019955
1992 | 221.375 | 0.03132 | 0 | 0 | 0 | 0 | 0 | 0.043065 | -0.015964
1992 | 221.3854 | 0 | 0 | 0 | 0 | 0 | 0 | 0.06264 | 0.019955
1992 | 221.3958 | 0 | 0 | 0 | 0 | 0 | 0 | 0.043065 | 0.003991
1992 | 221.4062 | 0 | 0 | 0 | 0 | 0 | 0 | 0.035235 | -0.003991
1992 | 221.4167 | 0 | 0 | 0 | 0 | 0 | 0 | 0.03132 | 0.003991
1992 | 221.4271 | 0 | 0 | 0 | 0 | 0 | 0 | 0.074385 | 0.003991
1992 | 221.4375 | 0 | 0 | 0 | 0 | 0 | 0 | 0.05481 | 0.003991
1992 | 221.4479 | 0 | 0 | 0 | 0 | 0 | 0 | 0.066555 | 0.007982
1992 | 221.4583 | 0 | 0 | 0 | 0 | 0 | 0 | 0.043065 | -0.011973
1992 | 221.4687 | 0 | 0 | 0 | 0 | 0 | 0 | 0.0783 | 0.015964
1992 | 221.4792 | 0 | 0 | 0 | 0 | 0 | 0 | 0.03132 | 0.019955
1992 | 221.4896 | 0 | 0 | 0 | 0 | 0 | 0 | 0.050895 | 0.007982
1992 | 221.5 | 0 | 0 | 0 | 0 | 0 | 0 | 0.027405 | 0.003991
1992 | 221.5104 | 0 | 0 | 0 | 0 | 0 | 0 | 0.097875 | 0.023946
1992 | 221.5208 | 0 | 0 | 0 | 0 | 0 | 0 | 0.058725 | 0.019955
1992 | 221.5312 | 0 | 0 | 0 | 0 | 0 | 0 | 0.019575 | 0.023946
1992 | 221.5417 | 0 | 0 | 0 | 0 | 0 | 0 | 0.0783 | 0.019955
1992 | 221.5521 | 0 | 0 | 0 | 0 | 0 | 0 | 0.0783 | 0.027937
1992 | 221.5625 | 0 | 0 | 0 | 0 | 0 | 0 | 0.043065 | 0.011973
1992 | 221.5729 | 0 | 0 | 0 | 0 | 0 | 0 | 0.07047 | 0.03991
1992 | 221.5833 | 0 | 0 | 0 | 0 | 0 | 0 | 0.04698 | 0.011973
1992 | 221.5937 | 0 | 0 | 0 | 0 | 0 | 0 | 0.05481 | 0.03991
1992 | 221.6042 | 0 | 0 | 0 | 0 | 0 | 0 | -0.003915 | 0.023946
1992 | 221.6146 | 0 | 0 | 0 | 0 | 0 | 0 | 0.027405 | 0.023946
1992 | 221.625 | 0 | 0 | 0 | 0 | 0 | 0 | 0.09396 | 0.023946
1992 | 221.6354 | 0 | 0 | 0 | 0 | 0 | 0 | 0.04698 | 0.031928
1992 | 221.6458 | 0 | 0 | 0 | 0 | 0 | 0 | 0.011745 | 0.027937
1992 | 221.6562 | 0 | 0 | 0 | 0 | 0 | 0 | 0.08613 | 0.015964
1992 | 221.6667 | 0 | 0 | 0 | 0 | 0 | 0 | 0.003915 | 0.023946
1992 | 221.6771 | 0 | 0 | 0 | 0 | 0 | 0 | 0.03915 | 0.031928
1992 | 221.6875 | 0 | 0 | 0 | 0 | 0 | 0 | -0.03132 | 0.019955
1992 | 221.6979 | 0 | 0 | 0 | 0 | 0 | 0 | 0.011745 | 0.031928
1992 | 221.7083 | 0 | 0 | 0 | 0 | 0 | 0 | -0.01566 | 0.027937
1992 | 221.7187 | 0 | 0 | 0 | 0 | 0 | 0 | 0.074385 | 0.003991
1992 | 221.7292 | 0 | 0 | 0 | 0 | 0 | 0 | 0.019575 | 0.011973
1992 | 221.7396 | 0 | 0 | 0 | 0 | 0 | 0 | -0.003915 | 0.043901
1992 | 221.75 | 0 | 0 | 0 | 0 | 0 | 0 | 0.074385 | 0.003991
1992 | 221.7604 | 0 | 0 | 0 | 0 | 0 | 0 | 0.03132 | 0.007982
1992 | 221.7708 | 0 | 0 | 0 | 0 | 0 | 0 | 0.011745 | 0.023946
1992 | 221.7812 | 0 | 0 | 0 | 0 | 0 | 0 | 0.03132 | 0
1992 | 221.7917 | 0 | 0 | 0 | 0 | 0 | 0 | 0 | 0.015964
1992 | 221.8021 | 0 | 0 | 0 | 0 | 0 | 0 | 0.02349 | 0.007982
1992 | 221.8125 | 0 | 0 | 0 | 0 | 0 | 0 | 0.07047 | 0.011973
1992 | 221.8229 | 0 | 0 | 0 | 0 | 0 | 0 | 0.043065 | 0.015964
1992 | 221.8333 | 0 | 0 | 0 | 0 | 0 | 0 | -0.003915 | 0.015964
1992 | 221.8437 | 0 | 0 | 0 | 0 | 0 | 0 | 0 | 0.003991
1992 | 221.8542 | 0.01566 | 0 | 0 | 0 | 0 | 0 | 0.01566 | 0.011973
1992 | 221.8646 | 0 | 0 | 0 | 0 | 0 | 0 | 0.003915 | 0.003991
1992 | 221.875 | 0 | 0 | 0 | 0 | 0 | 0 | 0.03915 | 0.019955
1992 | 221.8854 | 0 | 0 | 0 | 0 | 0 | 0 | -0.019575 | -0.003991
1992 | 221.8958 | 0 | 0 | 0 | 0 | 0 | 0 | 0.019575 | 0.015964
1992 | 221.9062 | 0 | 0 | 0 | 0 | 0 | 0 | 0.019575 | -0.007982
1992 | 221.9167 | 0 | 0 | 0 | 0 | 0 | 0 | -0.003915 | 0.011973
1992 | 221.9271 | 0 | 0 | 0 | 0 | 0 | 0 | -0.019575 | 0.015964
1992 | 221.9375 | 0 | 0 | 0 | 0 | 0 | 0 | 0.019575 | 0.007982
1992 | 221.9479 | 0 | 0 | 0 | 0 | 0 | 0 | -0.01566 | 0.011973
1992 | 221.9583 | 0 | 0 | 0 | 0 | 0 | 0 | -0.003915 | 0.011973
1992 | 221.9687 | 0 | 0 | 0 | 0 | 0 | 0 | -0.003915 | 0.003991
1992 | 221.9792 | 0 | 0 | 0 | 0 | 0 | 0 | 0.03132 | 0.011973
1992 | 221.9896 | 0 | 0 | 0 | 0 | 0 | 0 | 0.003915 | -0.003991
1992 | 222 | 0.02349 | 0 | 0 | 0 | 0 | 0 | -0.003915 | 0.023946
1992 | 222.0104 | 0 | 0 | 0 | 0 | 0 | 0 | 0.035235 | 0
1992 | 222.0208 | 0 | 0 | 0 | 0 | 0 | 0 | 0.00783 | 0
1992 | 222.0312 | 0 | 0 | 0 | 0 | 0 | 0 | 0.019575 | 0.007982
1992 | 222.0417 | 0 | 0 | 0 | 0 | 0 | 0 | 0.02349 | 0.003991
1992 | 222.0521 | 0 | 0 | 0 | 0 | 0 | 0 | -0.019575 | 0.007982
1992 | 222.0625 | 0 | 0 | 0 | 0 | 0 | 0 | 0.027405 | 0
1992 | 222.0729 | 0 | 0 | 0 | 0 | 0 | 0 | -0.019575 | 0.011973
1992 | 222.0833 | 0 | 0 | 0 | 0 | 0 | 0 | 0.01566 | 0
1992 | 222.0937 | 0 | 0 | 0 | 0 | 0 | 0 | -0.01566 | 0
1992 | 222.1042 | 0 | 0 | 0 | 0 | 0 | 0 | -0.019575 | 0.007982
1992 | 222.1146 | 0 | 0 | 0 | 0 | 0 | 0 | 0.003915 | 0.015964
1992 | 222.125 | 0 | 0 | 0 | 0 | 0 | 0 | 0.00783 | 0
1992 | 222.1354 | 0 | 0 | 0 | 0 | 0 | 0 | 0.003915 | 0.015964
1992 | 222.1458 | 0 | 0 | 0 | 0 | 0 | 0 | 0 | -0.003991
1992 | 222.1562 | 0 | 0 | 0 | 0 | 0 | 0 | 0.011745 | 0.003991
1992 | 222.1667 | 0 | 0 | 0 | 0 | 0 | 0 | -0.00783 | 0.007982
1992 | 222.1771 | 0 | 0 | 0 | 0 | 0 | 0 | 0.00783 | 0
1992 | 222.1875 | 0 | 0 | 0 | 0 | 0 | 0 | 0 | 0
1992 | 222.1979 | 0 | 0 | 0 | 0 | 0 | 0 | 0.02349 | -0.003991
1992 | 222.2083 | 0 | 0 | 0 | 0 | 0 | 0 | -0.00783 | 0.015964
1992 | 222.2187 | 0.01566 | 0 | 0 | 0 | 0 | 0 | -0.01566 | -0.003991
1992 | 222.2292 | 0 | 0 | 0 | 0 | 0 | 0 | 0 | 0.007982
1992 | 222.2396 | 0.02349 | 0 | 0 | 0 | 0 | 0 | 0.003915 | 0.007982
1992 | 222.25 | 0 | 0 | 0 | 0 | 0 | 0 | 0.043065 | -0.011973
1992 | 222.2604 | 0 | 0 | 0 | 0 | 0 | 0 | -0.01566 | 0.011973
1992 | 222.2708 | 0 | 0 | 0 | 0 | 0 | 0 | 0.003915 | 0.003991
1992 | 222.2812 | 0 | 0 | 0 | 0 | 0 | 0 | -0.00783 | 0.007982
1992 | 222.2917 | 0 | 0 | 0 | 0 | 0 | 0 | 0 | 0.003991
1992 | 222.3021 | 0 | 0 | 0 | 0 | 0 | 0 | -0.00783 | -0.003991
1992 | 222.3125 | 0.03132 | 0 | 0 | 0 | 0 | 0 | -0.003915 | 0.007982
1992 | 222.3229 | 0.02349 | 0 | 0 | 0 | 0 | 0 | 0.011745 | 0.007982
1992 | 222.3333 | 0 | 0 | 0 | 0 | 0 | 0 | 0.019575 | 0
1992 | 222.3437 | 0.07047 | 0 | 0 | 0 | 0 | 0 | 0.00783 | 0.023946
1992 | 222.3542 | 0 | 0 | 0 | 0 | 0 | 0 | -0.027405 | 0
1992 | 222.3646 | 0.03132 | 0 | 0 | 0 | 0 | 0 | -0.035235 | -5.6843e-14
1992 | 222.375 | 0 | 0 | 0 | 0 | 0 | 0 | 0.097875 | 0.007982
1992 | 222.3854 | 0 | 0 | 0 | 0 | 0 | 0 | 0.02349 | 0
1992 | 222.3958 | 0 | 0 | 0 | 0 | 0 | 0 | 0.02349 | -0.007982
1992 | 222.4062 | 0 | 0 | 0 | 0 | 0 | 0 | 0.027405 | 0
1992 | 222.4167 | 0 | 0 | 0 | 0 | 0 | 0 | 0.01566 | 0.003991
1992 | 222.4271 | 0 | 0 | 0 | 0 | 0 | 0 | 0.08613 | -0.011973
1992 | 222.4375 | 0 | 0 | 0 | 0 | 0 | 0 | 0.03915 | 0.011973
1992 | 222.4479 | 0 | 0 | 0 | 0 | 0 | 0 | 0.04698 | 0.007982
1992 | 222.4583 | 0 | 0 | 0 | 0 | 0 | 0 | 0.10571 | -0.007982
1992 | 222.4687 | 0 | 0 | 0 | 0 | 0 | 0 | 0.01566 | 0.003991
1992 | 222.4792 | 0 | 0 | 0 | 0 | 0 | 0 | 0.082215 | 0.011973
1992 | 222.4896 | 0 | 0 | 0 | 0 | 0 | 0 | 0.07047 | 0.007982
1992 | 222.5 | 0 | 0 | 0 | 0 | 0 | 0 | 0.06264 | 0.015964
1992 | 222.5104 | 0 | 0 | 0 | 0 | 0 | 0 | 0.10179 | 0.011973
1992 | 222.5208 | 0 | 0 | 0 | 0 | 0 | 0 | 0.043065 | 0.011973
1992 | 222.5312 | 0 | 0 | 0 | 0 | 0 | 0 | 0.08613 | 0.019955
1992 | 222.5417 | 0 | 0 | 0 | 0 | 0 | 0 | 0.04698 | 0.015964
1992 | 222.5521 | 0 | 0 | 0 | 0 | 0 | 0 | 0.03915 | 0.019955
1992 | 222.5625 | 0 | 0 | 0 | 0 | 0 | 0 | 0.07047 | 0.023946
1992 | 222.5729 | 0 | 0 | 0 | 0 | 0 | 0 | 0.050895 | 0.035919
1992 | 222.5833 | 0 | 0 | 0 | 0 | 0 | 0 | 0.07047 | 0.015964
1992 | 222.5937 | 0 | 0 | 0 | 0 | 0 | 0 | 0.043065 | 0.027937
1992 | 222.6042 | 0 | 0 | 0 | 0 | 0 | 0 | 0.0783 | 0.023946
1992 | 222.6146 | 0 | 0 | 0 | 0 | 0 | 0 | 0.03132 | 0.019955
1992 | 222.625 | 0 | 0 | 0 | 0 | 0 | 0 | 0.02349 | 0.035919
1992 | 222.6354 | 0 | 0 | 0 | 0 | 0 | 0 | 0.090045 | 0.011973
1992 | 222.6458 | 0 | 0 | 0 | 0 | 0 | 0 | 0.03132 | 0.019955
1992 | 222.6562 | 0 | 0 | 0 | 0 | 0 | 0 | 0.08613 | 0.015964
1992 | 222.6667 | 0 | 0 | 0 | 0 | 0 | 0 | -0.00783 | 0.027937
1992 | 222.6771 | 0 | 0 | 0 | 0 | 0 | 0 | -0.08613 | 0.027937
1992 | 222.6875 | 0 | 0 | 0 | 0 | 0 | 0 | 0.050895 | 0.019955
1992 | 222.6979 | 0 | 0 | 0 | 0 | 0 | 0 | 0.09396 | 0.015964
1992 | 222.7083 | 0 | 0 | 0 | 0 | 0 | 0 | -0.011745 | 0.031928
1992 | 222.7187 | 0 | 0 | 0 | 0 | 0 | 0 | 0.06264 | 0.007982
1992 | 222.7292 | 0 | 0 | 0 | 0 | 0 | 0 | 0.03132 | 0.019955
1992 | 222.7396 | 0 | 0 | 0 | 0 | 0 | 0 | 0.03132 | 0.027937
1992 | 222.75 | 0 | 0 | 0 | 0 | 0 | 0 | 0.03915 | 0.003991
1992 | 222.7604 | 0 | 0 | 0 | 0 | 0 | 0 | -0.01566 | 0.023946
1992 | 222.7708 | 0 | 0 | 0 | 0 | 0 | 0 | 0.02349 | 0.023946
1992 | 222.7812 | 0 | 0 | 0 | 0 | 0 | 0 | 0.027405 | 0.011973
1992 | 222.7917 | 0 | 0 | 0 | 0 | 0 | 0 | 0.019575 | 0.019955
1992 | 222.8021 | 0 | 0 | 0 | 0 | 0 | 0 | 0.019575 | 0.011973
1992 | 222.8125 | 0 | 0 | 0 | 0 | 0 | 0 | 0.035235 | 0
1992 | 222.8229 | 0 | 0 | 0 | 0 | 0 | 0 | 0.019575 | 0.015964
1992 | 222.8333 | 0 | 0 | 0 | 0 | 0 | 0 | 0.003915 | 0.015964
1992 | 222.8437 | 0 | 0 | 0 | 0 | 0 | 0 | 0.02349 | 0
1992 | 222.8542 | 0 | 0 | 0 | 0 | 0 | 0 | 0.03915 | 0.003991
1992 | 222.8646 | 0 | 0 | 0 | 0 | 0 | 0 | 0.027405 | 0.015964
1992 | 222.875 | 0 | 0 | 0 | 0 | 0 | 0 | -0.003915 | 0.003991
1992 | 222.8854 | 0 | 0 | 0 | 0 | 0 | 0 | 0.019575 | -0.003991
1992 | 222.8958 | 0 | 0 | 0 | 0 | 0 | 0 | -0.00783 | 0.027937
1992 | 222.9062 | 0 | 0 | 0 | 0 | 0 | 0 | 0.03132 | 0
1992 | 222.9167 | 0 | 0 | 0 | 0 | 0 | 0 | 0.003915 | 0.007982
1992 | 222.9271 | 0 | 0 | 0 | 0 | 0 | 0 | -0.003915 | 0.011973
1992 | 222.9375 | 0 | 0 | 0 | 0 | 0 | 0 | 0.00783 | 0
1992 | 222.9479 | 0 | 0 | 0 | 0 | 0 | 0 | -0.003915 | 0.011973
1992 | 222.9583 | 0 | 0 | 0 | 0 | 0 | 0 | 0.027405 | 0.007982
1992 | 222.9687 | 0 | 0 | 0 | 0 | 0 | 0 | 0.019575 | 0.003991
1992 | 222.9792 | 0 | 0 | 0 | 0 | 0 | 0 | 0 | 0.003991
1992 | 222.9896 | 0 | 0 | 0 | 0 | 0 | 0 | -0.01566 | 0.011973
1992 | 223 | 0 | 0 | 0 | 0 | 0 | 0 | 0.02349 | 0
1992 | 223.0104 | 0 | 0 | 0 | 0 | 0 | 0 | -0.011745 | 0.015964
1992 | 223.0208 | 0 | 0 | 0 | 0 | 0 | 0 | 0.00783 | 0
1992 | 223.0312 | 0 | 0 | 0 | 0 | 0 | 0 | 0.011745 | 0.007982
1992 | 223.0417 | 0 | 0 | 0 | 0 | 0 | 0 | 0.011745 | -0.003991
1992 | 223.0521 | 0 | 0 | 0 | 0 | 0 | 0 | -0.011745 | 0.011973
1992 | 223.0625 | 0 | 0 | 0 | 0 | 0 | 0 | -0.01566 | 0
1992 | 223.0729 | 0 | 0 | 0 | 0 | 0 | 0 | 0.027405 | 0.003991
1992 | 223.0833 | 0 | 0 | 0 | 0 | 0 | 0 | -0.011745 | 0.007982
1992 | 223.0937 | 0 | 0 | 0 | 0 | 0 | 0 | 0 | 0.003991
1992 | 223.1042 | 0 | 0 | 0 | 0 | 0 | 0 | 0.00783 | -0.003991
1992 | 223.1146 | 0.01566 | 0 | 0 | 0 | 0 | 0 | -0.00783 | 0.007982
1992 | 223.125 | 0 | 0 | 0 | 0 | 0 | 0 | 0.019575 | 0.003991
1992 | 223.1354 | 0 | 0 | 0 | 0 | 0 | 0 | 0.003915 | 0.003991
1992 | 223.1458 | 0 | 0 | 0 | 0 | 0 | 0 | 0.011745 | -0.003991
1992 | 223.1562 | 0 | 0 | 0 | 0 | 0 | 0 | 0.02349 | 0
1992 | 223.1667 | 0 | 0 | 0 | 0 | 0 | 0 | 0.003915 | 0.007982
1992 | 223.1771 | 0 | 0 | 0 | 0 | 0 | 0 | -0.011745 | 0.007982
1992 | 223.1875 | 0 | 0 | 0 | 0 | 0 | 0 | 0.003915 | 0
1992 | 223.1979 | 0 | 0 | 0 | 0 | 0 | 0 | 0 | 0.003991
1992 | 223.2083 | 0.00783 | 0 | 0 | 0 | 0 | 0 | -0.00783 | 0.003991
1992 | 223.2187 | 0.00783 | 0 | 0 | 0 | 0 | 0 | -0.003915 | 0
1992 | 223.2292 | 0.01566 | 0 | 0 | 0 | 0 | 0 | 0.003915 | 0.011973
1992 | 223.2396 | 0 | 0 | 0 | 0 | 0 | 0 | 0.01566 | -0.003991
1992 | 223.25 | 0 | 0 | 0 | 0 | 0 | 0 | 0.00783 | 0
1992 | 223.2604 | 0 | 0 | 0 | 0 | 0 | 0 | 0.011745 | 0
1992 | 223.2708 | 0 | 0 | 0 | 0 | 0 | 0 | -0.003915 | -0.003991
1992 | 223.2812 | 0 | 0 | 0 | 0 | 0 | 0 | 0.011745 | 0.015964
1992 | 223.2917 | 0 | 0 | 0 | 0 | 0 | 0 | -0.011745 | 0
1992 | 223.3021 | 0 | 0 | 0 | 0 | 0 | 0 | 0 | 0.007982
1992 | 223.3125 | 0 | 0 | 0 | 0 | 0 | 0 | 0.003915 | 0.003991
1992 | 223.3229 | 0 | 0 | 0 | 0 | 0 | 0 | 0.01566 | 0
1992 | 223.3333 | 0 | 0 | 0 | 0 | 0 | 0 | 0.003915 | 0.007982
1992 | 223.3437 | 0 | 0 | 0 | 0 | 0 | 0 | -0.00783 | 0
1992 | 223.3542 | 0 | 0 | 0 | 0 | 0 | 0 | 0.003915 | 0.003991
1992 | 223.3646 | 0 | 0 | 0 | 0 | 0 | 0 | -0.011745 | 0.007982
1992 | 223.375 | 0 | 0 | 0 | 0 | 0 | 0 | 0.05481 | -0.003991
1992 | 223.3854 | 0 | 0 | 0 | 0 | 0 | 0 | -3.6879 | 0
1992 | 223.3958 | 0 | 0 | 0 | 0 | 0 | 0 | -2.9911 | 0
1992 | 223.4062 | 0 | 0 | 0 | 0 | 0 | 0 | 7.1214 | 0
1992 | 223.4167 | 0 | 0 | 0 | 0 | 0 | 0 | 0.20749 | 0.003991
1992 | 223.4271 | 0 | 0 | 0 | 0 | 0 | 0 | 0.14094 | -0.003991
1992 | 223.4375 | 0 | 0 | 0 | 0 | 0 | 0 | 0.10962 | -0.003991
1992 | 223.4479 | 0 | 0.007982 | 0 | 0 | 0 | 0 | 0.11745 | -0.003991
1992 | 223.4583 | 0 | 0 | 0 | 0 | 0 | 0 | -0.22316 | 0.007982
1992 | 223.4687 | 0 | 0 | 0 | 0 | 0 | 0 | 0.32103 | 0.015964
1992 | 223.4792 | 0 | 0 | 0 | 0 | 0 | 0 | 0.13702 | 0.007982
1992 | 223.4896 | 0 | 0 | 0 | 0 | 0 | 0 | 0.12528 | 0.019955
1992 | 223.5 | 0 | 0 | 0 | 0 | 0 | 0 | 0.12528 | 0.043901
1992 | 223.5104 | 0 | 0 | 0 | 0 | 0 | 0 | 0.14877 | 0.007982
1992 | 223.5208 | 0 | 0 | 0 | 0 | 0 | 0 | 0.12136 | 0.03991
1992 | 223.5312 | 0 | 0 | 0 | 0 | 0 | 0 | 0.12137 | 0.007982
1992 | 223.5417 | 0 | 0 | 0 | 0 | 0 | 0 | 0.13702 | 0.031928
1992 | 223.5521 | 0 | 0 | 0 | 0 | 0 | 0 | 0.097875 | 0.011973
1992 | 223.5625 | 0 | 0 | 0 | 0 | 0 | 0 | 0.12136 | 0.027937
1992 | 223.5729 | 0 | 0 | 0 | 0 | 0 | 0 | 0.10962 | 0.023946
1992 | 223.5833 | 0 | 0 | 0 | 0 | 0 | 0 | 0.10571 | 0.027937
1992 | 223.5937 | 0 | 0 | 0 | 0 | 0 | 0 | 0.11745 | 0.043901
1992 | 223.6042 | 0 | 0 | 0 | 0 | 0 | 0 | 0.074385 | 0.027937
1992 | 223.6146 | 0 | 0 | 0 | 0.03991 | 0 | 0 | 0.050895 | 0.003991
1992 | 223.625 | 0 | 0 | 0.18009 | 0.015964 | 0 | 0 | 0.11745 | 0.03991
1992 | 223.6354 | 0 | 0 | 0.14877 | 0.19157 | 0 | 0 | 0.03915 | 0.03991
1992 | 223.6458 | 0 | 0 | 1.9183 | 1.8678 | 0 | 0 | -1.1369e-13 | 1.1369e-13
1992 | 223.6562 | 0 | 0 | 0.58725 | 0.21551 | 0 | 0 | 0.0783 | 0.007982
1992 | 223.6667 | 0 | 0 | 0 | 0.015964 | 0 | 0 | 0.29754 | 0.023946
1992 | 223.6771 | 0 | 0 | 0.07047 | 0.015964 | 0 | 0 | 0.02349 | 0.007982
1992 | 223.6875 | 0 | 0 | 0.05481 | 0 | 0 | 0 | 0.011745 | 0.031928
1992 | 223.6979 | 0 | 0 | 0 | 0 | 0 | 0 | 0.050895 | 0.091793
1992 | 223.7083 | 0 | 0 | 0.28971 | 0.015964 | 0 | 0 | 0.011745 | 0.011973
1992 | 223.7187 | 0 | 0 | 0.1566 | 0.3113 | 0 | 0 | 0.011745 | 1.1369e-13
1992 | 223.7292 | 0 | 0 | 0.24273 | 0.36717 | 0 | 0 | 0 | 0
1992 | 223.7396 | 0 | 0 | 0.05481 | 0.063856 | 0 | 0 | 0 | -0.003991
1992 | 223.75 | 0 | 0 | 0.07047 | 0 | 0 | 0 | 0.003915 | 0.031928
1992 | 223.7604 | 0 | 0 | 0 | 0 | 0 | 0 | 0.06264 | 0.031928
1992 | 223.7708 | 0 | 0 | 0 | 0 | 0 | 0 | 0.05481 | 0.035919
1992 | 223.7812 | 0 | 0 | 0 | 0 | 0 | 0 | 0.035235 | 0.035919
1992 | 223.7917 | 0 | 0 | 0 | 0 | 0 | 0 | 0.019575 | 0.043901
1992 | 223.8021 | 0 | 0 | 0 | 0 | 0 | 0 | 0.00783 | 0.027937
1992 | 223.8125 | 0 | 0 | 0 | 0 | 0 | 0 | 0.003915 | 0.015964
1992 | 223.8229 | 0 | 0 | 0 | 0 | 0 | 0 | 0.043065 | 0.019955
1992 | 223.8333 | 0 | 0 | 0 | 0 | 0 | 0 | -0.011745 | 0.011973
1992 | 223.8437 | 0 | 0 | 0 | 0 | 0 | 0 | 0.011745 | 0.007982
1992 | 223.8542 | 0 | 0 | 0 | 0 | 0 | 0 | 0.00783 | 0.023946
1992 | 223.8646 | 0 | 0 | 0 | 0 | 0 | 0 | -0.17226 | 0.007982
1992 | 223.875 | 0 | 0 | 0 | 0 | 0 | 0 | 0.16834 | 0.087802
1992 | 223.8854 | 0 | 0 | 0 | 0 | 0 | 0 | 0.00783 | 0.083811
1992 | 223.8958 | 0 | 0 | 0 | 0 | 0 | 0 | 0.18009 | 0.063856
1992 | 223.9062 | 0 | 0 | 0 | 0 | 0 | 0 | 0.06264 | 0.083811
1992 | 223.9167 | 0 | 0 | 0.04698 | 0.031928 | 0 | 0 | 0.01566 | -0.011973
1992 | 223.9271 | 0 | 0 | 0.14877 | 0.055874 | 0 | 0 | 0.00783 | 0
1992 | 223.9375 | 0 | 0 | 0.19575 | 0.14368 | 0 | 0 | 0.00783 | -1.1369e-13
1992 | 223.9479 | 0 | 0 | 0.1566 | 0.063856 | 0 | 0 | 0.03915 | 0
1992 | 223.9583 | 0 | 0 | 0 | 0.03991 | 0 | 0 | 0.027405 | -5.6843e-14
1992 | 223.9687 | 0 | 0 | 0 | 0.031928 | 0 | 0 | -0.003915 | 0.003991
1992 | 223.9792 | 0 | 0 | 0.02349 | 0.015964 | 0 | 0 | 0.01566 | 0.003991
1992 | 223.9896 | 0 | 0 | 0.20358 | 0.12771 | 0 | 0 | 0 | -5.6843e-14
1992 | 224 | 0 | 0 | 0.19575 | 0.14368 | 0 | 0 | 1.1369e-13 | 0
1992 | 224.0104 | 0 | 0 | 0.03132 | 0.087802 | 0 | 0 | -0.003915 | -0.003991
1992 | 224.0208 | 0 | 0 | 0 | 0 | 0 | 0 | 0.02349 | 0.011973
1992 | 224.0312 | 0 | 0 | 0 | 0 | 0 | 0 | -0.003915 | 0.031928
1992 | 224.0417 | 0 | 0 | 0 | 0 | 0 | 0 | 0.03915 | 0.015964
1992 | 224.0521 | 0 | 0 | 0 | 0 | 0 | 0 | 0.019575 | 0.003991
1992 | 224.0625 | 0 | 0 | 0 | 0 | 0 | 0 | 0 | -0.003991
1992 | 224.0729 | 0 | 0 | 0 | 0 | 0 | 0 | 0.003915 | 0.011973
1992 | 224.0833 | 0 | 0 | 0 | 0 | 0 | 0 | 0.00783 | 0
1992 | 224.0937 | 0 | 0 | 0 | 0 | 0 | 0 | 0.003915 | 0.003991
1992 | 224.1042 | 0 | 0 | 0 | 0 | 0 | 0 | -0.003915 | -0.007982
1992 | 224.1146 | 0 | 0 | 0 | 0 | 0 | 0 | 1.1369e-13 | 0
1992 | 224.125 | 0 | 0 | 0 | 0 | 0 | 0 | -1.1369e-13 | 0
1992 | 224.1354 | 0 | 0 | 0 | 0 | 0 | 0 | 1.1369e-13 | 0
1992 | 224.1458 | 0 | 0 | 0 | 0 | 0 | 0 | -0.011745 | 0
1992 | 224.1562 | 0 | 0 | 0 | 0 | 0 | 0 | -0.003915 | 0.003991
1992 | 224.1667 | 0 | 0 | 0 | 0 | 0 | 0 | -0.003915 | -0.007982
1992 | 224.1771 | 0 | 0 | 0 | 0 | 0 | 0 | -0.00783 | 0.011973
1992 | 224.1875 | 0 | 0 | 0 | 0 | 0 | 0 | 0.01566 | 0.003991
1992 | 224.1979 | 0 | 0 | 0 | 0 | 0 | 0 | -0.011745 | 0
1992 | 224.2083 | 0 | 0 | 0 | 0 | 0 | 0 | 0.011745 | 0.003991
1992 | 224.2187 | 0 | 0 | 0 | 0 | 0 | 0 | -0.011745 | -0.003991
1992 | 224.2292 | 0 | 0 | 0 | 0 | 0 | 0 | 0.00783 | -0.003991
1992 | 224.2396 | 0 | 0 | 0 | 0 | 0 | 0 | -0.003915 | 0.003991
1992 | 224.25 | 0 | 0 | 0 | 0 | 0 | 0 | -0.003915 | 0.003991
1992 | 224.2604 | 0 | 0 | 0 | 0 | 0 | 0 | -0.003915 | 0
1992 | 224.2708 | 0 | 0 | 0 | 0 | 0 | 0 | -0.003915 | 0.019955
1992 | 224.2812 | 0.00783 | 0 | 0 | 0 | 0 | 0 | -0.003915 | 0.007982
1992 | 224.2917 | 0 | 0 | 0 | 0 | 0 | 0 | 0.01566 | 0.007982
1992 | 224.3021 | 0 | 0 | 0 | 0 | 0 | 0 | 0.011745 | 0.023946
1992 | 224.3125 | 0 | 0 | 0 | 0 | 0 | 0 | -0.00783 | 0.019955
1992 | 224.3229 | 0 | 0 | 0 | 0 | 0 | 0 | 0.00783 | 0.023946
1992 | 224.3333 | 0 | 0 | 0 | 0 | 0 | 0 | 0.02349 | 0.031928
1992 | 224.3437 | 0 | 0 | 0 | 0 | 0 | 0 | 0.03915 | 0.035919
1992 | 224.3542 | 0 | 0 | 0 | 0 | 0 | 0 | 0.019575 | 0.051883
1992 | 224.3646 | 0 | 0 | 0 | 0 | 0 | 0 | 0.05481 | 0.055874
1992 | 224.375 | 0 | 0 | 0 | 0 | 0 | 0 | 0.049916 | 0.051883
1992 | 224.3854 | 0 | 0 | 0 | 0 | 0 | 0 | 0.055202 | 0.059865
1992 | 224.3958 | 0 | 0 | 0 | 0 | 0 | 0 | 0.055202 | 0.059865
1992 | 224.4062 | 0 | 0 | 0 | 0 | 0 | 0 | 0.055202 | 0.063856
1992 | 224.4167 | 0 | 0 | 0 | 0 | 0 | 0 | 0.02995 | 0.03991
1992 | 224.4271 | 0 | 0 | 0 | 0 | 0 | 0 | 0.058725 | 0.055874
1992 | 224.4375 | 0 | 0 | 0 | 0 | 0 | 0 | 0.058725 | 0.03991
1992 | 224.4479 | 0 | 0 | 0 | 0 | 0 | 0 | 0.06264 | 0.035919
1992 | 224.4583 | 0 | 0 | 0 | 0 | 0 | 0 | 0.06264 | 0.047892
1992 | 224.4687 | 0 | 0 | 0 | 0 | 0 | 0 | 0.07047 | 0.035919
1992 | 224.4792 | 0 | 0 | 0 | 0 | 0 | 0 | 0.09396 | 0.043901
1992 | 224.4896 | 0 | 0 | 0 | 0 | 0 | 0 | 0.12919 | 0.055874
1992 | 224.5 | 0 | 0 | 0 | 0 | 0 | 0 | 0.13311 | 0.055874
1992 | 224.5104 | 0 | 0 | 0 | 0 | 0 | 0 | 0.10179 | 0.047892
1992 | 224.5208 | 0 | 0 | 0 | 0 | 0 | 0 | 0.12136 | 0.03991
1992 | 224.5312 | 0 | 0 | 0 | 0 | 0 | 0 | 0.13311 | 0.027937
1992 | 224.5417 | 0 | 0 | 0 | 0 | 0 | 0 | 0.11745 | 0.055874
1992 | 224.5521 | 0 | 0 | 0 | 0 | 0 | 0 | 0.12528 | 0.047892
1992 | 224.5625 | 0 | 0 | 0 | 0 | 0 | 0 | 0.12919 | 0.03991
1992 | 224.5729 | 0 | 0 | 0 | 0 | 0 | 0 | 0.10571 | 0.055874
1992 | 224.5833 | 0 | 0 | 0 | 0 | 0 | 0 | 0.097875 | 0.035919
1992 | 224.5937 | 0 | 0 | 0 | 0 | 0 | 0 | 0.082215 | 0.015964
1992 | 224.6042 | 0 | 0 | 0 | 0 | 0 | 0 | 0.10179 | 0.031928
1992 | 224.6146 | 0 | 0 | 0 | 0 | 0 | 0 | 0.10962 | 0.051883
1992 | 224.625 | 0 | 0 | 0 | 0 | 0 | 0 | 0.097875 | 0.031928
1992 | 224.6354 | 0 | 0 | 0 | 0 | 0 | 0 | 0.097875 | 0.043901
1992 | 224.6458 | 0 | 0 | 0 | 0 | 0 | 0 | 0.11354 | 0.023946
1992 | 224.6562 | 0 | 0 | 0 | 0 | 0 | 0 | 0.0783 | 0.035919
1992 | 224.6667 | 0 | 0 | 0 | 0 | 0 | 0 | 0.090045 | 0.027937
1992 | 224.6771 | 0 | 0 | 0 | 0 | 0 | 0 | 0.07047 | 0.035919
1992 | 224.6875 | 0 | 0 | 0 | 0 | 0 | 0 | 0.074385 | 0.019955
1992 | 224.6979 | 0 | 0 | 0 | 0 | 0 | 0 | 0.0783 | 0.015964
1992 | 224.7083 | 0 | 0 | 0 | 0 | 0 | 0 | 0.050895 | 0.035919
1992 | 224.7187 | 0 | 0 | 0 | 0 | 0 | 0 | 0.074385 | 0
1992 | 224.7292 | 0 | 0 | 0 | 0 | 0 | 0 | 0.027405 | 0.03991
1992 | 224.7396 | 0 | 0 | 0 | 0 | 0 | 0 | 0.05481 | 0.019955
1992 | 224.75 | 0 | 0 | 0 | 0 | 0 | 0 | 0.027405 | 0.059865
1992 | 224.7604 | 0 | 0 | 0 | 0 | 0 | 0 | 0.027405 | 0.007982
1992 | 224.7708 | 0 | 0 | 0 | 0 | 0 | 0 | 0.05481 | 0.003991
1992 | 224.7812 | 0 | 0 | 0 | 0 | 0 | 0 | 0.00783 | 0.015964
1992 | 224.7917 | 0 | 0 | 0 | 0 | 0 | 0 | 0.003915 | 0.031928
1992 | 224.8021 | 0 | 0 | 0 | 0 | 0 | 0 | 0.01566 | 0
1992 | 224.8125 | 0 | 0 | 0 | 0 | 0 | 0 | 0.019575 | 0.015964
1992 | 224.8229 | 0 | 0 | 0 | 0 | 0 | 0 | -0.027405 | 0.011973
1992 | 224.8333 | 0 | 0 | 0 | 0 | 0 | 0 | 0.019575 | 0.015964
1992 | 224.8437 | 0 | 0 | 0 | 0 | 0 | 0 | 0.003915 | 0
1992 | 224.8542 | 0 | 0 | 0 | 0 | 0 | 0 | 0.02349 | 0
1992 | 224.8646 | 0 | 0 | 0 | 0 | 0 | 0 | 0.00783 | 0.003991
1992 | 224.875 | 0 | 0 | 0 | 0 | 0 | 0 | -0.00783 | 0.023946
1992 | 224.8854 | 0 | 0 | 0 | 0 | 0 | 0 | 0.02349 | -0.015964
1992 | 224.8958 | 0 | 0 | 0 | 0 | 0 | 0 | -0.00783 | 0.003991
1992 | 224.9062 | 0 | 0 | 0 | 0 | 0 | 0 | -0.003915 | -0.003991
1992 | 224.9167 | 0 | 0 | 0 | 0 | 0 | 0 | 0.003915 | -0.007982
1992 | 224.9271 | 0 | 0 | 0 | 0 | 0 | 0 | -0.00783 | 0
1992 | 224.9375 | 0 | 0 | 0 | 0 | 0 | 0 | 0.00783 | 5.6843e-14
1992 | 224.9479 | 0 | 0.015964 | 0 | 0 | 0 | 0 | 0.00783 | 0
1992 | 224.9583 | 0 | 0 | 0 | 0 | 0 | 0 | 0.003915 | 0.007982
1992 | 224.9687 | 0 | 0 | 0 | 0 | 0 | 0 | 0 | 0.003991
1992 | 224.9792 | 0 | 0 | 0 | 0 | 0 | 0 | -0.00783 | 0.003991
1992 | 224.9896 | 0 | 0 | 0 | 0 | 0 | 0 | 0 | -0.007982
1992 | 225 | 0 | 0 | 0 | 0 | 0 | 0 | 0 | -0.003991
1992 | 225.0104 | 0 | 0 | 0 | 0 | 0 | 0 | 0 | 0.011973
1992 | 225.0208 | 0 | 0 | 0 | 0 | 0 | 0 | 0.011745 | 0
1992 | 225.0312 | 0 | 0 | 0 | 0 | 0 | 0 | -0.003915 | 0.011973
1992 | 225.0417 | 0 | 0 | 0 | 0 | 0 | 0 | -0.00783 | 0.007982
1992 | 225.0521 | 0 | 0 | 0 | 0 | 0 | 0 | -0.003915 | -0.011973
1992 | 225.0625 | 0 | 0 | 0 | 0 | 0 | 0 | 0.00783 | 0.003991
1992 | 225.0729 | 0 | 0 | 0 | 0 | 0 | 0 | 0.011745 | -0.003991
1992 | 225.0833 | 0 | 0 | 0 | 0 | 0 | 0 | -0.011745 | -0.003991
1992 | 225.0937 | 0 | 0 | 0 | 0 | 0 | 0 | 0 | 0.007982
1992 | 225.1042 | 0 | 0 | 0 | 0 | 0 | 0 | -0.003915 | -0.003991
1992 | 225.1146 | 0 | 0 | 0 | 0 | 0 | 0 | 0 | 0.003991
1992 | 225.125 | 0 | 0 | 0 | 0 | 0 | 0 | 0.00783 | 0.003991
1992 | 225.1354 | 0 | 0 | 0 | 0 | 0 | 0 | -0.011745 | -0.003991
1992 | 225.1458 | 0 | 0 | 0 | 0 | 0 | 0 | 0.00783 | 0.003991
1992 | 225.1562 | 0 | 0 | 0 | 0 | 0 | 0 | -0.00783 | 0.003991
1992 | 225.1667 | 0 | 0 | 0 | 0 | 0 | 0 | 0.011745 | 0.003991
1992 | 225.1771 | 0 | 0 | 0 | 0 | 0 | 0 | 0 | 0.003991
1992 | 225.1875 | 0 | 0 | 0 | 0 | 0 | 0 | -0.003915 | 0
1992 | 225.1979 | 0 | 0 | 0 | 0 | 0 | 0 | 0.00783 | 0.003991
1992 | 225.2083 | 0 | 0 | 0 | 0 | 0 | 0 | -0.01566 | 0.007982
1992 | 225.2187 | 0 | 0 | 0 | 0 | 0 | 0 | 0.02349 | -5.6843e-14
1992 | 225.2292 | 0 | 0 | 0 | 0 | 0 | 0 | -0.01566 | -0.003991
1992 | 225.2396 | 0 | 0 | 0 | 0 | 0 | 0 | 0.00783 | 0
1992 | 225.25 | 0 | 0 | 0 | 0 | 0 | 0 | -0.003915 | 0
1992 | 225.2604 | 0 | 0 | 0 | 0 | 0 | 0 | 0 | 0
1992 | 225.2708 | 0 | 0 | 0 | 0 | 0 | 0 | -0.003915 | 0.003991
1992 | 225.2812 | 0 | 0 | 0 | 0 | 0 | 0 | -0.00783 | 0.003991
1992 | 225.2917 | 0 | 0 | 0 | 0 | 0 | 0 | 0.011745 | 0.011973
1992 | 225.3021 | 0 | 0 | 0 | 0 | 0 | 0 | 0.003915 | 0.007982
1992 | 225.3125 | 0 | 0 | 0 | 0 | 0 | 0 | 0.003915 | 0.015964
1992 | 225.3229 | 0 | 0 | 0 | 0 | 0 | 0 | 0 | 0.007982
1992 | 225.3333 | 0 | 0 | 0 | 0 | 0 | 0 | 0.019575 | 0.003991
1992 | 225.3437 | 0 | 0 | 0 | 0 | 0 | 0 | 0.003915 | 0.015964
1992 | 225.3542 | 0 | 0 | 0 | 0 | 0 | 0 | 0.02349 | 0.019955
1992 | 225.3646 | 0 | 0 | 0 | 0 | 0 | 0 | 0.011745 | 0.007982
1992 | 225.375 | 0 | 0 | 0 | 0 | 0 | 0 | 0.02349 | 0.019955
1992 | 225.3854 | 0 | 0 | 0 | 0 | 0 | 0 | 0.03915 | 0.011973
1992 | 225.3958 | 0 | 0 | 0 | 0 | 0 | 0 | 0.035235 | 0.019955
1992 | 225.4062 | 0 | 0 | 0 | 0 | 0 | 0 | 0.035235 | 0.023946
1992 | 225.4167 | 0 | 0 | 0 | 0 | 0 | 0 | 0.074385 | 0.015964
1992 | 225.4271 | 0 | 0 | 0 | 0 | 0 | 0 | 0.05481 | 0.015964
1992 | 225.4375 | 0 | 0 | 0 | 0 | 0 | 0 | 0.05481 | 0.024944
1992 | 225.4479 | 0 | 0 | 0 | 0 | 0 | 0 | 0.074385 | -0.024146
1992 | 225.4583 | 0 | 0 | 0 | 0 | 0 | 0 | 0.07047 | 0.015964
1992 | 225.4687 | 0 | 0 | 0 | 0 | 0 | 0 | 0.043065 | 0.0051883
1992 | 225.4792 | 0 | 0 | 0 | 0 | 0 | 0 | 0.07047 | 0.015964
1992 | 225.4896 | 0 | 0 | 0 | 0 | 0 | 0 | 0.06264 | 0.019955
1992 | 225.5 | 0 | 0 | 0 | 0 | 0 | 0 | 0.082215 | 0.003991
1992 | 225.5104 | 0 | 0 | 0 | 0 | 0 | 0 | 0.06264 | 0.023946
1992 | 225.5208 | 0 | 0 | 0 | 0 | 0 | 0 | 0.074385 | 0.015964
1992 | 225.5312 | 0 | 0 | 0 | 0 | 0 | 0 | 0.074385 | 0.027937
1992 | 225.5417 | 0 | 0 | 0 | 0 | 0 | 0 | 0.058725 | 0.031928
1992 | 225.5521 | 0 | 0 | 0 | 0 | 0 | 0 | 0.074385 | 0.027937
1992 | 225.5625 | 0 | 0 | 0 | 0 | 0 | 0 | 0.074385 | 0.019955
1992 | 225.5729 | 0 | 0 | 0 | 0 | 0 | 0 | 0.06264 | 0.019955
1992 | 225.5833 | 0 | 0 | 0 | 0 | 0 | 0 | 0.06264 | 0.019955
1992 | 225.5937 | 0 | 0 | 0 | 0 | 0 | 0 | 0.08613 | 0.031928
1992 | 225.6042 | 0 | 0 | 0 | 0 | 0 | 0 | 0.08613 | 0.023946
1992 | 225.6146 | 0 | 0 | 0 | 0 | 0 | 0 | 0.06264 | 0.031928
1992 | 225.625 | 0 | 0 | 0 | 0 | 0 | 0 | 0.019575 | 0.027937
1992 | 225.6354 | 0 | 0 | 0 | 0 | 0 | 0 | 0.05481 | 0.011973
1992 | 225.6458 | 0 | 0 | 0 | 0 | 0 | 0 | 0.04698 | 0.031928
1992 | 225.6562 | 0 | 0 | 0 | 0 | 0 | 0 | 0.043065 | 0.023946
1992 | 225.6667 | 0 | 0 | 0 | 0 | 0 | 0 | 0.05481 | 0.023946
1992 | 225.6771 | 0 | 0 | 0 | 0 | 0 | 0 | 0.05481 | 0.027937
1992 | 225.6875 | 0 | 0 | 0 | 0 | 0 | 0 | 0.03132 | 0.007982
1992 | 225.6979 | 0 | 0 | 0 | 0 | 0 | 0 | 0.043065 | 0.027937
1992 | 225.7083 | 0 | 0 | 0 | 0 | 0 | 0 | 0.043065 | 0.007982
1992 | 225.7187 | 0 | 0 | 0 | 0 | 0 | 0 | 0.027405 | 0.023946
1992 | 225.7292 | 0 | 0 | 0 | 0 | 0 | 0 | 0.035235 | 0.011973
1992 | 225.7396 | 0 | 0 | 0 | 0 | 0 | 0 | 0.02349 | 0.019955
1992 | 225.75 | 0 | 0 | 0 | 0 | 0 | 0 | 0.04698 | 0.007982
1992 | 225.7604 | 0 | 0 | 0 | 0 | 0 | 0 | 0.019575 | 0.023946
1992 | 225.7708 | 0 | 0 | 0 | 0 | 0 | 0 | 0.003915 | 0.011973
1992 | 225.7812 | 0 | 0 | 0 | 0 | 0 | 0 | 0.03132 | 0.015964
1992 | 225.7917 | 0 | 0 | 0 | 0 | 0 | 0 | -0.003915 | 0.007982
1992 | 225.8021 | 0 | 0 | 0 | 0 | 0 | 0 | 0.00783 | 0.011973
1992 | 225.8125 | 0 | 0 | 0 | 0 | 0 | 0 | 0.011745 | 0.003991
1992 | 225.8229 | 0 | 0 | 0 | 0 | 0 | 0 | 0.011745 | 0
1992 | 225.8333 | 0 | 0 | 0 | 0 | 0 | 0 | -0.01566 | 0.011973
1992 | 225.8437 | 0 | 0 | 0 | 0 | 0 | 0 | 0.00783 | -0.003991
1992 | 225.8542 | 0 | 0 | 0 | 0 | 0 | 0 | 0 | 0.027937
1992 | 225.8646 | 0 | 0 | 0 | 0 | 0 | 0 | 0 | 0
1992 | 225.875 | 0.00783 | 0 | 0 | 0 | 0 | 0 | -0.003915 | 0.003991
1992 | 225.8854 | 0 | 0 | 0 | 0 | 0 | 0 | 0.019575 | 0.035919
1992 | 225.8958 | 0 | 0 | 0 | 0 | 0 | 0 | -0.011745 | -0.003991
1992 | 225.9062 | 0 | 0 | 0 | 0 | 0 | 0 | -0.003915 | -0.007982
1992 | 225.9167 | 0.01566 | 0 | 0 | 0 | 0 | 0 | -0.00783 | 0.015964
1992 | 225.9271 | 0 | 0 | 0 | 0 | 0 | 0 | 0.003915 | 0.035919
1992 | 225.9375 | 0 | 0 | 0 | 0 | 0 | 0 | 0.01566 | -0.003991
1992 | 225.9479 | 0 | 0 | 0 | 0 | 0 | 0 | 0 | 0
1992 | 225.9583 | 0 | 0.015964 | 0 | 0 | 0 | 0 | -0.003915 | 0
1992 | 225.9687 | 0 | 0 | 0 | 0 | 0 | 0 | 0 | 0.007982
1992 | 225.9792 | 0 | 0 | 0 | 0 | 0 | 0 | 0.003915 | 0.011973
1992 | 225.9896 | 0 | 0 | 0 | 0 | 0 | 0 | -0.00783 | 0
1992 | 226 | 0 | 0 | 0 | 0 | 0 | 0 | -0.01566 | 0
1992 | 226.0104 | 0 | 0 | 0 | 0 | 0 | 0 | 0 | 0.007982
1992 | 226.0208 | 0 | 0 | 0 | 0 | 0 | 0 | -0.00783 | 0.003991
1992 | 226.0312 | 0 | 0 | 0 | 0 | 0 | 0 | 0.003915 | 0.007982
1992 | 226.0417 | 0 | 0 | 0 | 0 | 0 | 0 | -0.011745 | 0.003991
1992 | 226.0521 | 0 | 0 | 0 | 0 | 0 | 0 | 0 | 0.011973
1992 | 226.0625 | 0 | 0 | 0 | 0 | 0 | 0 | -0.00783 | -0.003991
1992 | 226.0729 | 0.01566 | 0 | 0 | 0 | 0 | 0 | 0.003915 | 0.007982
1992 | 226.0833 | 0.00783 | 0 | 0 | 0 | 0 | 0 | 0 | -0.003991
1992 | 226.0937 | 0 | 0 | 0 | 0 | 0 | 0 | -0.003915 | -0.007982
1992 | 226.1042 | 0 | 0 | 0 | 0 | 0 | 0 | 0.00783 | -0.003991
1992 | 226.1146 | 0 | 0 | 0 | 0 | 0 | 0 | -0.003915 | -0.007982
1992 | 226.125 | 0 | 0 | 0 | 0 | 0 | 0 | 0 | -0.007982
1992 | 226.1354 | 0.01566 | 0 | 0 | 0 | 0 | 0 | -0.003915 | 0.003991
1992 | 226.1458 | 0 | 0 | 0 | 0 | 0 | 0 | 0 | 0.003991
1992 | 226.1562 | 0 | 0.007982 | 0 | 0 | 0 | 0 | -0.00783 | -0.003991
1992 | 226.1667 | 0 | 0 | 0 | 0 | 0 | 0 | -0.003915 | -0.003991
1992 | 226.1771 | 0 | 0 | 0 | 0 | 0 | 0 | 0 | 0
1992 | 226.1875 | 0.01566 | 0 | 0 | 0 | 0 | 0 | -0.003915 | 0
1992 | 226.1979 | 0 | 0 | 0 | 0 | 0 | 0 | 0.003915 | 0.003991
1992 | 226.2083 | 0 | 0 | 0 | 0 | 0 | 0 | -0.011745 | -0.003991
1992 | 226.2187 | 0 | 0 | 0 | 0 | 0 | 0 | -0.00783 | 0.007982
1992 | 226.2292 | 0 | 0 | 0 | 0 | 0 | 0 | 0 | -0.003991
1992 | 226.2396 | 0 | 0 | 0 | 0 | 0 | 0 | -0.00783 | 0.007982
1992 | 226.25 | 0 | 0 | 0 | 0 | 0 | 0 | -0.003915 | -0.007982
1992 | 226.2604 | 0.00783 | 0 | 0 | 0 | 0 | 0 | -0.003915 | 0
1992 | 226.2708 | 0 | 0 | 0 | 0 | 0 | 0 | -0.00783 | 0
1992 | 226.2812 | 0.01566 | 0 | 0 | 0 | 0 | 0 | 0.00783 | 0
1992 | 226.2917 | 0 | 0 | 0 | 0 | 0 | 0 | -0.01566 | 0.007982
1992 | 226.3021 | 0.00783 | 0 | 0 | 0 | 0 | 0 | -0.00783 | 0.007982
1992 | 226.3125 | 0 | 0 | 0 | 0 | 0 | 0 | 0.02349 | 0.003991
1992 | 226.3229 | 0 | 0 | 0 | 0 | 0 | 0 | 0 | 0.007982
1992 | 226.3333 | 0 | 0 | 0 | 0 | 0 | 0 | 0 | 0.015964
1992 | 226.3437 | 0 | 0 | 0 | 0 | 0 | 0 | -0.003915 | 0.011973
1992 | 226.3542 | 0 | 0 | 0 | 0 | 0 | 0 | 0 | 0.015964
1992 | 226.3646 | 0 | 0 | 0 | 0 | 0 | 0 | 0.03132 | 0.007982
1992 | 226.375 | 0 | 0 | 0 | 0 | 0 | 0 | 0.003915 | 0
1992 | 226.3854 | 0 | 0 | 0 | 0 | 0 | 0 | 0.01566 | 0.007982
1992 | 226.3958 | 0 | 0 | 0 | 0 | 0 | 0 | 0.035235 | 0.003991
1992 | 226.4062 | 0 | 0 | 0 | 0 | 0 | 0 | 0.019575 | 0.003991
1992 | 226.4167 | 0 | 0 | 0 | 0 | 0 | 0 | 0.06264 | 0.003991
1992 | 226.4271 | 0 | 0 | 0 | 0 | 0 | 0 | 0.043065 | -0.007982
1992 | 226.4375 | 0 | 0 | 0 | 0 | 0 | 0 | -0.011745 | 0.011973
1992 | 226.4479 | 0 | 0 | 0 | 0 | 0 | 0 | 0.058725 | 0.007982
1992 | 226.4583 | 0 | 0 | 0 | 0 | 0 | 0 | 0.019575 | 0.003991
1992 | 226.4687 | 0 | 0 | 0 | 0 | 0 | 0 | 0.027405 | 0.007982
1992 | 226.4792 | 0 | 0 | 0 | 0 | 0 | 0 | 0.050895 | -0.003991
1992 | 226.4896 | 0 | 0 | 0 | 0 | 0 | 0 | 0.09396 | 0.007982
1992 | 226.5 | 0 | 0 | 0 | 0 | 0 | 0 | 0.027405 | 0.007982
1992 | 226.5104 | 0 | 0 | 0 | 0 | 0 | 0 | 0.11745 | 0.007982
1992 | 226.5208 | 0 | 0 | 0 | 0 | 0 | 0 | 0.019575 | 0.027937
1992 | 226.5312 | 0 | 0 | 0 | 0 | 0 | 0 | 0.06264 | 0.019955
1992 | 226.5417 | 0 | 0 | 0 | 0 | 0 | 0 | 0.035235 | -0.0031928
1992 | 226.5521 | 0 | 0 | 0 | 0 | 0 | 0 | 0.043065 | 0.0095784
1992 | 226.5625 | 0 | 0 | 0 | 0 | 0 | 0 | 0.06264 | 0.023946
1992 | 226.5729 | 0 | 0 | 0 | 0 | 0 | 0 | 0.03915 | 0.011973
1992 | 226.5833 | 0 | 0 | 0 | 0 | 0 | 0 | 0.082215 | 0.035919
1992 | 226.5937 | 0 | 0 | 0 | 0 | 0 | 0 | 0.027405 | 0.007982
1992 | 226.6042 | 0 | 0 | 0 | 0 | 0 | 0 | 0.0783 | 0.031928
1992 | 226.6146 | 0 | 0 | 0 | 0 | 0 | 0 | 0.05481 | 0.015964
1992 | 226.625 | 0 | 0 | 0 | 0 | 0 | 0 | 0.003915 | 0.019955
1992 | 226.6354 | 0 | 0 | 0 | 0 | 0 | 0 | 0.11353 | 0.023946
1992 | 226.6458 | 0 | 0 | 0 | 0 | 0 | 0 | 0.02349 | 0.019955
1992 | 226.6562 | 0 | 0 | 0 | 0 | 0 | 0 | 0.019575 | 0.023946
1992 | 226.6667 | 0 | 0 | 0 | 0 | 0 | 0 | 0.003915 | 0.011973
1992 | 226.6771 | 0 | 0 | 0 | 0 | 0 | 0 | 0.035235 | 0.015964
1992 | 226.6875 | 0 | 0 | 0 | 0 | 0 | 0 | 0.050895 | 0.015964
1992 | 226.6979 | 0 | 0 | 0 | 0 | 0 | 0 | 0.058725 | 0.011973
1992 | 226.7083 | 0 | 0 | 0 | 0 | 0 | 0 | 0.058725 | 0.019955
1992 | 226.7187 | 0 | 0 | 0 | 0 | 0 | 0 | 0.05481 | 0.015964
1992 | 226.7292 | 0 | 0 | 0 | 0 | 0 | 0 | 0.04698 | 0.011973
1992 | 226.7396 | 0 | 0 | 0 | 0 | 0 | 0 | -0.02349 | 0.023946
1992 | 226.75 | 0 | 0 | 0 | 0 | 0 | 0 | 0.05481 | 0.011973
1992 | 226.7604 | 0 | 0 | 0 | 0 | 0 | 0 | 0 | 0.011973
1992 | 226.7708 | 0 | 0 | 0 | 0 | 0 | 0 | 0 | 0.007982
1992 | 226.7812 | 0 | 0 | 0 | 0 | 0 | 0 | 1.1369e-13 | 0.011973
1992 | 226.7917 | 0 | 0 | 0 | 0 | 0 | 0 | 0.011745 | 0.015964
1992 | 226.8021 | 0 | 0 | 0 | 0 | 0 | 0 | 0.035235 | 0.003991
1992 | 226.8125 | 0 | 0 | 0 | 0 | 0 | 0 | 0.00783 | 0.011973
1992 | 226.8229 | 0.03132 | 0 | 0 | 0 | 0 | 0 | -0.003915 | 0.007982
1992 | 226.8333 | 0 | 0 | 0 | 0 | 0 | 0 | 0.035235 | 0.003991
1992 | 226.8437 | 0 | 0 | 0 | 0 | 0 | 0 | -0.019575 | 0.011973
1992 | 226.8542 | 0 | 0 | 0 | 0 | 0 | 0 | 0.019575 | 0.015964
1992 | 226.8646 | 0 | 0 | 0 | 0 | 0 | 0 | -0.05481 | 0.003991
1992 | 226.875 | 0 | 0 | 0 | 0 | 0 | 0 | -0.011745 | 0.011973
1992 | 226.8854 | 0 | 0 | 0 | 0 | 0 | 0 | -0.003915 | 0
1992 | 226.8958 | 0 | 0 | 0 | 0 | 0 | 0 | 0.019575 | 0.003991
1992 | 226.9062 | 0 | 0 | 0 | 0 | 0 | 0 | 0.00783 | 0.003991
1992 | 226.9167 | 0 | 0 | 0 | 0 | 0 | 0 | -0.02349 | 0.007982
1992 | 226.9271 | 0 | 0 | 0 | 0 | 0 | 0 | 0.03132 | 0.003991
1992 | 226.9375 | 0 | 0 | 0 | 0 | 0 | 0 | -0.003915 | 0.011973
1992 | 226.9479 | 0 | 0 | 0 | 0 | 0 | 0 | 0 | 0.003991
1992 | 226.9583 | 0 | 0 | 0 | 0 | 0 | 0 | -0.00783 | 0.003991
1992 | 226.9687 | 0 | 0 | 0 | 0 | 0 | 0 | -0.01566 | 0.007982
1992 | 226.9792 | 0 | 0 | 0 | 0 | 0 | 0 | 0.02349 | -0.003991
1992 | 226.9896 | 0 | 0 | 0 | 0 | 0 | 0 | 0.019575 | 0
1992 | 227 | 0 | 0 | 0 | 0 | 0 | 0 | -0.011745 | 0.007982
1992 | 227.0104 | 0 | 0 | 0 | 0 | 0 | 0 | 0.03132 | 0.007982
1992 | 227.0208 | 0 | 0 | 0 | 0 | 0 | 0 | -0.03132 | 0.011973
1992 | 227.0312 | 0.02349 | 0 | 0 | 0 | 0 | 0 | -0.003915 | 0
1992 | 227.0417 | 0 | 0 | 0 | 0 | 0 | 0 | 0.011745 | 0.007982
1992 | 227.0521 | 0 | 0 | 0 | 0 | 0 | 0 | 0.01566 | 0
1992 | 227.0625 | 0 | 0 | 0 | 0 | 0 | 0 | 0.019575 | 0.003991
1992 | 227.0729 | 0 | 0 | 0 | 0 | 0 | 0 | 0.00783 | 0.011973
1992 | 227.0833 | 0 | 0 | 0 | 0 | 0 | 0 | -0.011745 | 0
1992 | 227.0937 | 0.01566 | 0 | 0 | 0 | 0 | 0 | 0.00783 | 0.007982
1992 | 227.1042 | 0.01566 | 0 | 0 | 0 | 0 | 0 | -0.00783 | -0.007982
1992 | 227.1146 | 0 | 0 | 0 | 0 | 0 | 0 | 0.003915 | 0.007982
1992 | 227.125 | 0.02349 | 0 | 0 | 0 | 0 | 0 | -0.00783 | 0.003991
1992 | 227.1354 | 0 | 0 | 0 | 0 | 0 | 0 | 0.003915 | 0
1992 | 227.1458 | 0.01566 | 0 | 0 | 0 | 0 | 0 | 0.00783 | 0.007982
1992 | 227.1562 | 0 | 0 | 0 | 0 | 0 | 0 | 0.00783 | -0.003991
1992 | 227.1667 | 0 | 0 | 0 | 0 | 0 | 0 | 0.00783 | -0.003991
1992 | 227.1771 | 0 | 0 | 0 | 0 | 0 | 0 | 0.01566 | 0
1992 | 227.1875 | 0 | 0 | 0 | 0 | 0 | 0 | 0 | 0
1992 | 227.1979 | 0.00783 | 0 | 0 | 0 | 0 | 0 | -0.003915 | 0
1992 | 227.2083 | 0.01566 | 0 | 0 | 0 | 0 | 0 | 0 | 0.003991
1992 | 227.2187 | 0 | 0 | 0 | 0 | 0 | 0 | 0.003915 | -0.003991
1992 | 227.2292 | 0 | 0 | 0 | 0 | 0 | 0 | 0.003915 | 0.003991
1992 | 227.2396 | 0 | 0 | 0 | 0 | 0 | 0 | 0 | -0.007982
1992 | 227.25 | 0.01566 | 0 | 0 | 0 | 0 | 0 | -0.00783 | 0.011973
1992 | 227.2604 | 0.01566 | 0 | 0 | 0 | 0 | 0 | -0.00783 | -0.003991
1992 | 227.2708 | 0 | 0 | 0 | 0 | 0 | 0 | -0.003915 | 0.003991
1992 | 227.2812 | 0 | 0.015964 | 0 | 0 | 0 | 0 | 0.011745 | -5.6843e-14
1992 | 227.2917 | 0 | 0 | 0 | 0 | 0 | 0 | -0.003915 | 0
1992 | 227.3021 | 0 | 0 | 0 | 0 | 0 | 0 | 0 | 0.007982
1992 | 227.3125 | 0 | 0 | 0 | 0 | 0 | 0 | -0.00783 | -0.003991
1992 | 227.3229 | 0 | 0 | 0 | 0 | 0 | 0 | 0.00783 | 0.007982
1992 | 227.3333 | 0 | 0 | 0 | 0 | 0 | 0 | -0.011745 | -0.007982
1992 | 227.3437 | 0 | 0 | 0 | 0 | 0 | 0 | 0.003915 | 0.011973
1992 | 227.3542 | 0.03132 | 0 | 0 | 0 | 0 | 0 | 0.025056 | 0.023946
1992 | 227.3646 | 0 | 0 | 0 | 0 | 0 | 0 | 0.011745 | 0.015565
1992 | 227.375 | 0 | 0 | 0 | 0 | 0 | 0 | 0.01566 | 0.0071838
1992 | 227.3854 | 0 | 0 | 0 | 0 | 0 | 0 | 0.0097875 | 0.0071838
1992 | 227.3958 | 0 | 0 | 0 | 0 | 0 | 0 | 0.033278 | 0.019556
1992 | 227.4062 | 0 | 0 | 0 | 0 | 0 | 0 | 0.019575 | -0.003991
1992 | 227.4167 | 0 | 0 | 0 | 0 | 0 | 0 | 0.035235 | -0.003991
1992 | 227.4271 | 0 | 0 | 0 | 0 | 0 | 0 | 0.05481 | 0
1992 | 227.4375 | 0 | 0 | 0 | 0 | 0 | 0 | 0.02349 | 0.015964
1992 | 227.4479 | 0 | 0 | 0 | 0 | 0 | 0 | 0.04698 | -0.015964
1992 | 227.4583 | 0 | 0 | 0 | 0 | 0 | 0 | 0.058725 | 0
1992 | 227.4687 | 0 | 0 | 0 | 0 | 0 | 0 | 0.05481 | 0.023946
1992 | 227.4792 | 0 | 0 | 0 | 0 | 0 | 0 | 0.019575 | 0
1992 | 227.4896 | 0 | 0 | 0 | 0 | 0 | 0 | 0.050895 | 0.027937
1992 | 227.5 | 0 | 0 | 0 | 0 | 0 | 0 | 0.0783 | 0.015964
1992 | 227.5104 | 0 | 0 | 0 | 0 | 0 | 0 | 0.035235 | 0.007982
1992 | 227.5208 | 0 | 0 | 0 | 0 | 0 | 0 | 0.05481 | 0.019955
1992 | 227.5312 | 0 | 0 | 0 | 0 | 0 | 0 | 0.043065 | 0.015964
1992 | 227.5417 | 0 | 0 | 0 | 0 | 0 | 0 | 0.05481 | 0.011973
1992 | 227.5521 | 0 | 0 | 0 | 0 | 0 | 0 | 0.03132 | 0.019955
1992 | 227.5625 | 0 | 0 | 0 | 0 | 0 | 0 | 0.05481 | 0.023946
1992 | 227.5729 | 0 | 0 | 0 | 0 | 0 | 0 | 0.043065 | 0.019955
1992 | 227.5833 | 0 | 0 | 0 | 0 | 0 | 0 | 0.043065 | 0.019955
1992 | 227.5937 | 0 | 0 | 0 | 0 | 0 | 0 | 0.03915 | 0.027937
1992 | 227.6042 | 0 | 0 | 0 | 0 | 0 | 0 | 0.027405 | 0.031928
1992 | 227.6146 | 0 | 0 | 0 | 0 | 0 | 0 | 0.05481 | 0.023946
1992 | 227.625 | 0 | 0 | 0 | 0 | 0 | 0 | 0.035235 | -0.003991
1992 | 227.6354 | 0 | 0 | 0 | 0 | 0 | 0 | 0.027405 | 0.019955
1992 | 227.6458 | 0 | 0 | 0 | 0 | 0 | 0 | 0.027405 | 0.03991
1992 | 227.6562 | 0 | 0 | 0 | 0 | 0 | 0 | 0.003915 | 0.031928
1992 | 227.6667 | 0 | 0 | 0 | 0 | 0 | 0 | 0.043065 | 0
1992 | 227.6771 | 0 | 0 | 0 | 0 | 0 | 0 | 0.01566 | 0.003991
1992 | 227.6875 | 0 | 0 | 0 | 0 | 0 | 0 | 0.01566 | 0.035919
1992 | 227.6979 | 0 | 0 | 0 | 0 | 0 | 0 | 0.01566 | 0.011973
1992 | 227.7083 | 0 | 0 | 0 | 0 | 0 | 0 | 0.019575 | 0.019955
1992 | 227.7187 | 0 | 0 | 0 | 0 | 0 | 0 | 0.00783 | 0.011973
1992 | 227.7292 | 0 | 0 | 0 | 0 | 0 | 0 | -0.00783 | 0.003991
1992 | 227.7396 | 0 | 0 | 0 | 0 | 0 | 0 | 0.003915 | 0.019955
1992 | 227.75 | 0 | 0 | 0 | 0 | 0 | 0 | 0.00783 | 0.011973
1992 | 227.7604 | 0 | 0 | 0 | 0 | 0 | 0 | 0.00783 | 0
1992 | 227.7708 | 0 | 0 | 0 | 0 | 0 | 0 | 0 | 0.015964
1992 | 227.7812 | 0 | 0 | 0 | 0 | 0 | 0 | -0.003915 | 0
1992 | 227.7917 | 0.01566 | 0 | 0 | 0 | 0 | 0 | -0.00783 | 0.011973
1992 | 227.8021 | 0 | 0 | 0 | 0 | 0 | 0 | -1.1369e-13 | 5.6843e-14
1992 | 227.8125 | 0 | 0 | 0 | 0 | 0 | 0 | -0.00783 | 0.003991
1992 | 227.8229 | 0 | 0 | 0 | 0 | 0 | 0 | 0 | 0.003991
1992 | 227.8333 | 0.01566 | 0 | 0 | 0 | 0 | 0 | 0.003915 | -0.003991
1992 | 227.8437 | 0.00783 | 0 | 0 | 0 | 0 | 0 | -0.003915 | 0.003991
1992 | 227.8542 | 0 | 0 | 0 | 0 | 0 | 0 | -0.00783 | 0.015964
1992 | 227.8646 | 0.02349 | 0 | 0 | 0 | 0 | 0 | 0.003915 | 0.011973
1992 | 227.875 | 0.00783 | 0 | 0 | 0 | 0 | 0 | 0 | 0.003991
1992 | 227.8854 | 0.01566 | 0 | 0 | 0 | 0 | 0 | 1.1369e-13 | 0.011973
1992 | 227.8958 | 0.03132 | 0 | 0 | 0 | 0 | 0 | -0.003915 | 0.007982
1992 | 227.9062 | 0 | 0 | 0 | 0 | 0 | 0 | 0.019575 | -0.003991
1992 | 227.9167 | 0 | 0 | 0 | 0 | 0 | 0 | -0.019575 | 0.011973
1992 | 227.9271 | 0 | 0 | 0 | 0 | 0 | 0 | 0.01566 | -0.011973
1992 | 227.9375 | 0 | 0 | 0 | 0 | 0 | 0 | -0.019575 | 0.003991
1992 | 227.9479 | 0 | 0 | 0 | 0 | 0 | 0 | 0.003915 | -0.003991
1992 | 227.9583 | 0.02349 | 0 | 0 | 0 | 0 | 0 | -0.003915 | 0.007982
1992 | 227.9687 | 0.05481 | 0 | 0 | 0 | 0 | 0 | 0 | 0.011973
1992 | 227.9792 | 0.00783 | 0 | 0 | 0 | 0 | 0 | 0.01566 | -0.007982
1992 | 227.9896 | 0 | 0 | 0 | 0 | 0 | 0 | 0 | -0.003991
1992 | 228 | 0 | 0 | 0 | 0 | 0 | 0 | 0.003915 | 0.023946
1992 | 228.0104 | 0 | 0 | 0 | 0 | 0 | 0 | 0.02349 | -0.015964
1992 | 228.0208 | 0.02349 | 0 | 0 | 0 | 0 | 0 | 0.003915 | 0.011973
1992 | 228.0312 | 0 | 0 | 0 | 0 | 0 | 0 | -0.011745 | -0.003991
1992 | 228.0417 | 0 | 0 | 0 | 0 | 0 | 0 | 0.01566 | 0.015964
1992 | 228.0521 | 0 | 0 | 0 | 0 | 0 | 0 | 0 | 0
1992 | 228.0625 | 0 | 0 | 0 | 0 | 0 | 0 | 0.01566 | 0
1992 | 228.0729 | 0 | 0 | 0 | 0 | 0 | 0 | 0.003915 | 0.007982
1992 | 228.0833 | 0 | 0 | 0 | 0 | 0 | 0 | -0.003915 | 0
1992 | 228.0937 | 0.01566 | 0 | 0 | 0 | 0 | 0 | -0.00783 | 0.003991
1992 | 228.1042 | 0 | 0 | 0 | 0 | 0 | 0 | 0.00783 | -0.003991
1992 | 228.1146 | 0 | 0 | 0 | 0 | 0 | 0 | -0.019575 | 0
1992 | 228.125 | 0 | 0 | 0 | 0 | 0 | 0 | 0.00783 | 0.003991
1992 | 228.1354 | 0.00783 | 0 | 0 | 0 | 0 | 0 | -0.00783 | 0.007982
1992 | 228.1458 | 0.06264 | 0 | 0 | 0 | 0 | 0 | -0.00783 | 0.007982
1992 | 228.1562 | 0 | 0 | 0 | 0 | 0 | 0 | 0.01566 | 0.011973
1992 | 228.1667 | 0 | 0 | 0 | 0 | 0 | 0 | 0.01566 | -0.003991
1992 | 228.1771 | 0 | 0 | 0 | 0 | 0 | 0 | -0.00783 | 0.007982
1992 | 228.1875 | 0.01566 | 0 | 0 | 0 | 0 | 0 | 0 | 0.007982
1992 | 228.1979 | 0 | 0 | 0 | 0 | 0 | 0 | 0.019575 | 0.003991
1992 | 228.2083 | 0 | 0 | 0 | 0 | 0 | 0 | 0.003915 | -0.003991
1992 | 228.2187 | 0.00783 | 0 | 0 | 0 | 0 | 0 | -0.02349 | 0.003991
1992 | 228.2292 | 0 | 0 | 0 | 0 | 0 | 0 | 0.003915 | 0.011973
1992 | 228.2396 | 0 | 0 | 0 | 0 | 0 | 0 | -0.027405 | 0.003991
1992 | 228.25 | 0 | 0 | 0 | 0 | 0 | 0 | -0.003915 | 0
1992 | 228.2604 | 0 | 0 | 0 | 0 | 0 | 0 | -0.00783 | 0.011973
1992 | 228.2708 | 0 | 0 | 0 | 0 | 0 | 0 | -0.01566 | 0
1992 | 228.2812 | 0 | 0 | 0 | 0 | 0 | 0 | 0.003915 | 0.007982
1992 | 228.2917 | 0 | 0 | 0 | 0 | 0 | 0 | 0.003915 | -0.003991
1992 | 228.3021 | 0 | 0 | 0 | 0 | 0 | 0 | -0.00783 | 0.015964
1992 | 228.3125 | 0.02349 | 0 | 0 | 0 | 0 | 0 | 0 | 0.011973
1992 | 228.3229 | 0 | 0 | 0 | 0 | 0 | 0 | -0.027405 | -0.007982
1992 | 228.3333 | 0 | 0 | 0 | 0 | 0 | 0 | 0.011745 | 0
1992 | 228.3437 | 0 | 0 | 0 | 0 | 0 | 0 | 0.035235 | -0.003991
1992 | 228.3542 | 0 | 0 | 0 | 0 | 0 | 0 | 0.00783 | 0.007982
1992 | 228.3646 | 0 | 0 | 0 | 0 | 0 | 0 | 0.027405 | 0.003991
1992 | 228.375 | 0 | 0 | 0 | 0 | 0 | 0 | 0.003915 | 0
1992 | 228.3854 | 0 | 0 | 0 | 0 | 0 | 0 | 0.019575 | 0.007982
1992 | 228.3958 | 0 | 0 | 0 | 0 | 0 | 0 | 0.003915 | 0.003991
1992 | 228.4062 | 0 | 0 | 0 | 0 | 0 | 0 | 0.035235 | -0.003991
1992 | 228.4167 | 0 | 0 | 0 | 0 | 0 | 0 | 0.043065 | 0.011973
1992 | 228.4271 | 0 | 0 | 0 | 0 | 0 | 0 | -0.00783 | 0.003991
1992 | 228.4375 | 0 | 0 | 0 | 0 | 0 | 0 | 0.03915 | -0.003991
1992 | 228.4479 | 0 | 0 | 0 | 0 | 0 | 0 | -0.00783 | 0.007982
1992 | 228.4583 | 0 | 0 | 0 | 0 | 0 | 0 | 0.027405 | 0
1992 | 228.4687 | 0 | 0 | 0 | 0 | 0 | 0 | 0.043065 | 0.007982
1992 | 228.4792 | 0 | 0 | 0 | 0 | 0 | 0 | 0.03132 | 0.003991
1992 | 228.4896 | 0 | 0 | 0 | 0 | 0 | 0 | 0.011745 | 0.007982
1992 | 228.5 | 0 | 0 | 0 | 0 | 0 | 0 | -0.00783 | 0.015964
1992 | 228.5104 | 0 | 0 | 0 | 0 | 0 | 0 | -0.003915 | 0.011973
1992 | 228.5208 | 0 | 0 | 0 | 0 | 0 | 0 | 0.00783 | 0
1992 | 228.5312 | 0 | 0 | 0 | 0 | 0 | 0 | 0.00783 | 0
1992 | 228.5417 | 0 | 0 | 0 | 0 | 0 | 0 | 0.03132 | 0.007982
1992 | 228.5521 | 0 | 0 | 0 | 0 | 0 | 0 | 0.011745 | -0.003991
1992 | 228.5625 | 0 | 0 | 0 | 0 | 0 | 0 | 0.01566 | 0
1992 | 228.5729 | 0 | 0 | 0 | 0 | 0 | 0 | -0.003915 | 0.011973
1992 | 228.5833 | 0 | 0 | 0 | 0 | 0 | 0 | 0.003915 | 0.003991
1992 | 228.5937 | 0 | 0 | 0 | 0 | 0 | 0 | 0.02349 | 0.003991
1992 | 228.6042 | 0 | 0 | 0 | 0 | 0 | 0 | 0.003915 | 0
1992 | 228.6146 | 0 | 0 | 0 | 0 | 0 | 0 | 0.00783 | 0.007982
1992 | 228.625 | 0 | 0 | 0 | 0 | 0 | 0 | 0.043065 | 0.007982
1992 | 228.6354 | 0 | 0 | 0 | 0 | 0 | 0 | 0.027405 | -0.003991
1992 | 228.6458 | 0 | 0 | 0 | 0 | 0 | 0 | -0.00783 | 0.011973
1992 | 228.6562 | 0 | 0 | 0 | 0 | 0 | 0 | 0 | 0.007982
1992 | 228.6667 | 0 | 0 | 0 | 0 | 0 | 0 | 0.011745 | 0.003991
1992 | 228.6771 | 0 | 0 | 0 | 0 | 0 | 0 | -0.003915 | 0.007982
1992 | 228.6875 | 0 | 0 | 0 | 0 | 0 | 0 | 0.00783 | 0.003991
1992 | 228.6979 | 0 | 0 | 0 | 0 | 0 | 0 | -0.01566 | 0.003991
1992 | 228.7083 | 0 | 0 | 0 | 0 | 0 | 0 | 0.01566 | 0.019955
1992 | 228.7187 | 0 | 0 | 0 | 0 | 0 | 0 | 0.003915 | -0.003991
1992 | 228.7292 | 0 | 0 | 0 | 0 | 0 | 0 | 0.01566 | 0.015964
1992 | 228.7396 | 0 | 0 | 0 | 0 | 0 | 0 | 0.003915 | 0.011973
1992 | 228.75 | 0 | 0 | 0 | 0 | 0 | 0 | 0.02349 | 0.007982
1992 | 228.7604 | 0 | 0 | 0 | 0 | 0 | 0 | 0.011745 | 0.007982
1992 | 228.7708 | 0 | 0 | 0 | 0 | 0 | 0 | -0.011745 | 0
1992 | 228.7812 | 0 | 0 | 0 | 0 | 0 | 0 | 0.01566 | 0.007982
1992 | 228.7917 | 0 | 0 | 0 | 0 | 0 | 0 | 0.011745 | 0.019955
1992 | 228.8021 | 0 | 0 | 0 | 0 | 0 | 0 | 0.027405 | -0.003991
1992 | 228.8125 | 0 | 0 | 0 | 0 | 0 | 0 | 0.027405 | 0.003991
1992 | 228.8229 | 0 | 0 | 0 | 0 | 0 | 0 | 0.003915 | -0.011973
1992 | 228.8333 | 0 | 0 | 0 | 0 | 0 | 0 | -0.011745 | 0.011973
1992 | 228.8437 | 0 | 0 | 0 | 0 | 0 | 0 | 0.019575 | -0.007982
1992 | 228.8542 | 0 | 0 | 0 | 0 | 0 | 0 | 0.019575 | 0.003991
1992 | 228.8646 | 0 | 0 | 0 | 0 | 0 | 0 | -0.02349 | 0
1992 | 228.875 | 0 | 0 | 0 | 0 | 0 | 0 | 0.011745 | 0
1992 | 228.8854 | 0 | 0 | 0 | 0 | 0 | 0 | -0.01566 | -5.6843e-14
1992 | 228.8958 | 0 | 0 | 0 | 0 | 0 | 0 | -0.003915 | -0.003991
1992 | 228.9062 | 0 | 0 | 0 | 0 | 0 | 0 | 0 | 0.003991
1992 | 228.9167 | 0.02349 | 0 | 0 | 0 | 0 | 0 | 0.010962 | 5.6843e-14
1992 | 228.9271 | 0 | 0 | 0 | 0 | 0 | 0 | 0.0074385 | 0.003991
1992 | 228.9375 | 0.02349 | 0 | 0 | 0 | 0 | 0 | -0.0043065 | -0.007982
1992 | 228.9479 | 0 | 0 | 0 | 0 | 0 | 0 | -0.0050895 | 0.007982
1992 | 228.9583 | 0 | 0 | 0 | 0 | 0 | 0 | -0.0050895 | -0.003991
1992 | 228.9687 | 0 | 0 | 0 | 0 | 0 | 0 | 0.003915 | 0
1992 | 228.9792 | 0.02349 | 0 | 0 | 0 | 0 | 0 | 0.0066555 | 0.003991
1992 | 228.9896 | 0.01566 | 0 | 0 | 0 | 0 | 0 | -0.00783 | 0
1992 | 229 | 0 | 0 | 0 | 0 | 0 | 0 | 0.00783 | 0
1992 | 229.0104 | 0.00783 | 0.007982 | 0 | 0 | 0 | 0 | -0.00783 | -0.003991
1992 | 229.0208 | 0 | 0 | 0 | 0 | 0 | 0 | 0 | 0.007982
1992 | 229.0312 | 0.00783 | 0 | 0 | 0 | 0 | 0 | 0 | 0
1992 | 229.0417 | 0 | 0 | 0 | 0 | 0 | 0 | -0.011745 | 0
1992 | 229.0521 | 0 | 0 | 0 | 0 | 0 | 0 | 0.00783 | 0.003991
1992 | 229.0625 | 0.00783 | 0 | 0 | 0 | 0 | 0 | -0.019575 | -0.003991
1992 | 229.0729 | 0 | 0 | 0 | 0 | 0 | 0 | 0.003915 | 0.011973
1992 | 229.0833 | 0 | 0 | 0 | 0 | 0 | 0 | -0.00783 | 0
1992 | 229.0937 | 0.01566 | 0 | 0 | 0 | 0 | 0 | 0.003915 | -0.003991
1992 | 229.1042 | 0.01566 | 0 | 0 | 0 | 0 | 0 | 0.011745 | -0.003991
1992 | 229.1146 | 0.01566 | 0 | 0 | 0 | 0 | 0 | -0.003915 | 0
1992 | 229.125 | 0 | 0 | 0 | 0 | 0 | 0 | 0 | 0.011973
1992 | 229.1354 | 0.03915 | 0 | 0 | 0 | 0 | 0 | 0 | 0
1992 | 229.1458 | 0 | 0 | 0 | 0 | 0 | 0 | 0.00783 | 0
1992 | 229.1562 | 0 | 0 | 0 | 0 | 0 | 0 | 0.00783 | 0
1992 | 229.1667 | 0 | 0 | 0 | 0 | 0 | 0 | -0.00783 | 0
1992 | 229.1771 | 0.00783 | 0 | 0 | 0 | 0 | 0 | 0 | 0
1992 | 229.1875 | 0 | 0 | 0 | 0 | 0 | 0 | -0.00783 | -0.003991
1992 | 229.1979 | 0.01566 | 0 | 0 | 0 | 0 | 0 | 0 | 0.003991
1992 | 229.2083 | 0 | 0 | 0 | 0 | 0 | 0 | -0.003915 | -0.003991
1992 | 229.2187 | 0 | 0 | 0 | 0 | 0 | 0 | 0 | -0.003991
1992 | 229.2292 | 0 | 0 | 0 | 0 | 0 | 0 | -0.02349 | 0.007982
1992 | 229.2396 | 0 | 0.015964 | 0 | 0 | 0 | 0 | 0 | 0.003991
1992 | 229.25 | 0 | 0 | 0 | 0 | 0 | 0 | 0.00783 | 0.007982
1992 | 229.2604 | 0 | 0 | 0 | 0 | 0 | 0 | -0.011745 | -0.003991
1992 | 229.2708 | 0.02349 | 0 | 0 | 0 | 0 | 0 | 0.00783 | -0.003991
1992 | 229.2812 | 0.01566 | 0 | 0 | 0 | 0 | 0 | 0 | 0.003991
1992 | 229.2917 | 0.00783 | 0 | 0 | 0 | 0 | 0 | 0 | 0.007982
1992 | 229.3021 | 0 | 0 | 0 | 0 | 0 | 0 | 0 | 0.015964
1992 | 229.3125 | 0.06264 | 0 | 0 | 0 | 0 | 0 | 1.1369e-13 | 0.019955
1992 | 229.3229 | 0.05481 | 0 | 0 | 0 | 0 | 0 | 0.01566 | 0.007982
1992 | 229.3333 | 0 | 0 | 0 | 0 | 0 | 0 | 0.043065 | 0
1992 | 229.3437 | 0 | 0 | 0 | 0 | 0 | 0 | 0.01566 | 0.019955
1992 | 229.3542 | 0 | 0 | 0 | 0 | 0 | 0 | 0.011745 | 0.003991
1992 | 229.3646 | 0 | 0 | 0 | 0 | 0 | 0 | -0.003915 | 0.003991
1992 | 229.375 | 0 | 0 | 0 | 0 | 0 | 0 | -0.01566 | 0.015964
1992 | 229.3854 | 0 | 0 | 0 | 0 | 0 | 0 | 0.027405 | 0.003991
1992 | 229.3958 | 0 | 0 | 0 | 0 | 0 | 0 | 0.00783 | 0.007982
1992 | 229.4062 | 0 | 0 | 0 | 0 | 0 | 0 | 0.011745 | 0
1992 | 229.4167 | 0 | 0 | 0 | 0 | 0 | 0 | -0.019575 | 0.011973
1992 | 229.4271 | 0 | 0 | 0 | 0 | 0 | 0 | 0.050895 | -0.007982
1992 | 229.4375 | 0 | 0 | 0 | 0 | 0 | 0 | 0.01566 | 0.011973
1992 | 229.4479 | 0 | 0 | 0 | 0 | 0 | 0 | 0.03915 | -0.011973
1992 | 229.4583 | 0 | 0 | 0 | 0 | 0 | 0 | 0.05481 | -0.003991
1992 | 229.4687 | 0 | 0 | 0 | 0 | 0 | 0 | 0.03132 | 0.003991
1992 | 229.4792 | 0 | 0 | 0 | 0 | 0 | 0 | 0.035235 | 0.011973
1992 | 229.4896 | 0 | 0 | 0 | 0 | 0 | 0 | 0.03915 | -0.003991
1992 | 229.5 | 0 | 0 | 0 | 0 | 0 | 0 | 0.090045 | 0.011973
1992 | 229.5104 | 0 | 0 | 0 | 0 | 0 | 0 | 0.043065 | 0.019955
1992 | 229.5208 | 0 | 0 | 0 | 0 | 0 | 0 | 0.035235 | 0.023946
1992 | 229.5312 | 0 | 0 | 0 | 0 | 0 | 0 | 0.074385 | 0.007982
1992 | 229.5417 | 0 | 0 | 0 | 0 | 0 | 0 | 0.01566 | 0.015964
1992 | 229.5521 | 0 | 0 | 0 | 0 | 0 | 0 | 0.06264 | 0.019955
1992 | 229.5625 | 0 | 0 | 0 | 0 | 0 | 0 | 0.10179 | 0.007982
1992 | 229.5729 | 0 | 0 | 0 | 0 | 0 | 0 | -0.04698 | 0.031928
1992 | 229.5833 | 0 | 0 | 0 | 0 | 0 | 0 | 0.097875 | 0.023946
1992 | 229.5937 | 0 | 0 | 0 | 0 | 0 | 0 | 0.050895 | 0.011973
1992 | 229.6042 | 0 | 0 | 0 | 0 | 0 | 0 | -0.02349 | 0.011973
1992 | 229.6146 | 0 | 0 | 0 | 0 | 0 | 0 | 0.058725 | 0.027937
1992 | 229.625 | 0 | 0 | 0 | 0 | 0 | 0 | 0.06264 | 0.023946
1992 | 229.6354 | 0 | 0 | 0 | 0 | 0 | 0 | 0.08613 | 0.007982
1992 | 229.6458 | 0 | 0 | 0 | 0 | 0 | 0 | -0.019575 | 0
1992 | 229.6562 | 0 | 0 | 0 | 0 | 0 | 0 | 0.0783 | 0.031928
1992 | 229.6667 | 0 | 0 | 0 | 0 | 0 | 0 | 0.050895 | 0.015964
1992 | 229.6771 | 0 | 0 | 0 | 0 | 0 | 0 | -0.03132 | -0.003991
1992 | 229.6875 | 0 | 0 | 0 | 0 | 0 | 0 | 0.050895 | 0.011973
1992 | 229.6979 | 0 | 0 | 0 | 0 | 0 | 0 | 0.019575 | 0.035919
1992 | 229.7083 | 0 | 0 | 0 | 0 | 0 | 0 | -0.003915 | 0.003991
1992 | 229.7187 | 0 | 0 | 0 | 0 | 0 | 0 | 0.066555 | 0.023946
1992 | 229.7292 | 0 | 0 | 0 | 0 | 0 | 0 | -0.00783 | 0.019955
1992 | 229.7396 | 0 | 0 | 0 | 0 | 0 | 0 | -0.01566 | 0.019955
1992 | 229.75 | 0 | 0 | 0 | 0 | 0 | 0 | -0.011745 | 0.007982
1992 | 229.7604 | 0 | 0 | 0 | 0 | 0 | 0 | 0.03915 | 0.003991
1992 | 229.7708 | 0 | 0 | 0 | 0 | 0 | 0 | -0.011745 | 0.035919
1992 | 229.7812 | 0 | 0.015964 | 0 | 0 | 0 | 0 | -0.05481 | -5.6843e-14
1992 | 229.7917 | 0 | 0 | 0 | 0 | 0 | 0 | -0.019575 | 0.023946
1992 | 229.8021 | 0.01566 | 0 | 0 | 0 | 0 | 0 | 0.027405 | 0.019955
1992 | 229.8125 | 0 | 0 | 0 | 0 | 0 | 0 | 0.074385 | -0.015964
1992 | 229.8229 | 0 | 0 | 0 | 0 | 0 | 0 | 0.02349 | 0.003991
1992 | 229.8333 | 0 | 0 | 0 | 0 | 0 | 0 | -0.00783 | 0.007982
1992 | 229.8437 | 0 | 0 | 0 | 0 | 0 | 0 | 0.003915 | 0.003991
1992 | 229.8542 | 0 | 0 | 0 | 0.015964 | 0 | 0 | 0.11353 | 0.003991
1992 | 229.8646 | 0 | 0 | 1.3154 | 1.1734 | 0 | 0 | 0 | 0.007982
1992 | 229.875 | 0 | 0 | 2.443 | 2.3307 | 0 | 0 | 0 | 0
1992 | 229.8854 | 0 | 0 | 2.5839 | 2.8097 | 0 | 0 | -2.2737e-13 | 5.6843e-14
1992 | 229.8958 | 0 | 0 | 2.2394 | 2.1392 | 0 | 0 | 0 | 0
1992 | 229.9062 | 0 | 0 | 0.84564 | 0.81416 | 0 | 0 | 0.03132 | 5.6843e-14
1992 | 229.9167 | 0 | 0 | 0.03915 | 0.007982 | 0 | 0 | 0.00783 | 0.007982
1992 | 229.9271 | 0 | 0 | 0.02349 | 0 | 0 | 0 | -0.035235 | 0.023946
1992 | 229.9375 | 0 | 0 | 0 | 0 | 0 | 0 | -0.00783 | 0.019955
1992 | 229.9479 | 0 | 0 | 0 | 0 | 0 | 0 | -0.003915 | 0.023946
1992 | 229.9583 | 0 | 0 | 0 | 0 | 0 | 0 | 0.035235 | 0.031928
1992 | 229.9687 | 0 | 0 | 0 | 0 | 0 | 0 | 0.02349 | 0.035919
1992 | 229.9792 | 0 | 0 | 0 | 0 | 0 | 0 | 0.01566 | 0.019955
1992 | 229.9896 | 0 | 0 | 0 | 0 | 0 | 0 | -0.035235 | 0.047892
1992 | 230 | 0 | 0 | 0.03132 | 0 | 0 | 0 | 0.058725 | 0.031928
1992 | 230.0104 | 0 | 0 | 0 | 0 | 0 | 0 | -0.01566 | 0.03991
1992 | 230.0208 | 0 | 0 | 0 | 0 | 0 | 0 | 0.027405 | 0.051883
1992 | 230.0312 | 0 | 0 | 0 | 0 | 0 | 0 | -0.035235 | 0.047892
1992 | 230.0417 | 0 | 0 | 0 | 0 | 0 | 0 | 0.00783 | 0.047892
1992 | 230.0521 | 0 | 0 | 0 | 0 | 0 | 0 | 0.066555 | 0.019955
1992 | 230.0625 | 0 | 0 | 0 | 0 | 0 | 0 | 0.03915 | 0.023946
1992 | 230.0729 | 0 | 0 | 0 | 0 | 0 | 0 | -0.00783 | 0.035919
1992 | 230.0833 | 0 | 0 | 0 | 0 | 0 | 0 | 0.04698 | 0.031928
1992 | 230.0937 | 0 | 0 | 0 | 0 | 0 | 0 | 0.05481 | 0.027937
1992 | 230.1042 | 0 | 0 | 0 | 0 | 0 | 0 | 0.12919 | -0.003991
1992 | 230.1146 | 0 | 0 | 0.07047 | 0.10377 | 0 | 0 | -0.019575 | -1.1369e-13
1992 | 230.125 | 0 | 0 | 0.42282 | 0.40708 | 0 | 0 | 0 | 0
1992 | 230.1354 | 0 | 0 | 0.92394 | 0.90197 | 0 | 0 | 0 | 5.6843e-14
1992 | 230.1458 | 0 | 0 | 0.82215 | 0.69443 | 0 | 0 | -1.1369e-13 | 0
1992 | 230.1562 | 0 | 0 | 0.52461 | 0.50287 | 0 | 0 | 0 | 5.6843e-14
1992 | 230.1667 | 0 | 0 | 0.01566 | 0.023946 | 0 | 0 | -0.00783 | -0.019955
1992 | 230.1771 | 0 | 0 | 0 | 0 | 0 | 0 | 0 | 0.007982
1992 | 230.1875 | 0 | 0 | 0 | 0 | 0 | 0 | 0.02349 | 0.015964
1992 | 230.1979 | 0 | 0 | 0 | 0 | 0 | 0 | 0.035235 | 0
1992 | 230.2083 | 0 | 0 | 0 | 0 | 0 | 0 | 0.035235 | -0.003991
1992 | 230.2187 | 0 | 0 | 0 | 0 | 0 | 0 | 0.01566 | 0.019955
1992 | 230.2292 | 0 | 0 | 0 | 0 | 0 | 0 | -0.003915 | 0
1992 | 230.2396 | 0 | 0 | 0 | 0 | 0 | 0 | 0.011745 | 0
1992 | 230.25 | 0 | 0 | 0 | 0 | 0 | 0 | 0.019575 | 0
1992 | 230.2604 | 0 | 0 | 0 | 0 | 0 | 0 | 0.00783 | -0.003991
1992 | 230.2708 | 0 | 0 | 0 | 0 | 0 | 0 | -0.02349 | 0.011973
1992 | 230.2812 | 0 | 0 | 0 | 0 | 0 | 0 | -0.00783 | 0.003991
1992 | 230.2917 | 0 | 0 | 0 | 0 | 0 | 0 | 0.011745 | 0.011973
1992 | 230.3021 | 0 | 0 | 0 | 0 | 0 | 0 | -0.027405 | 0.003991
1992 | 230.3125 | 0 | 0 | 0 | 0 | 0 | 0 | -0.003915 | 0.023946
1992 | 230.3229 | 0 | 0 | 0 | 0 | 0 | 0 | 0.019575 | 0.043901
1992 | 230.3333 | 0 | 0 | 0 | 0 | 0 | 0 | 0 | 0.043901
1992 | 230.3437 | 0 | 0 | 0 | 0 | 0 | 0 | 0.03915 | 0.055874
1992 | 230.3542 | 0 | 0 | 0 | 0 | 0 | 0 | -0.011745 | 0.075829
1992 | 230.3646 | 0 | 0 | 0 | 0 | 0 | 0 | 0.074385 | 0.067847
1992 | 230.375 | 0 | 0 | 0 | 0 | 0 | 0 | 0.082215 | 0.059865
1992 | 230.3854 | 0 | 0 | 0 | 0 | 0 | 0 | 0.074385 | 0.067847
1992 | 230.3958 | 0 | 0 | 0 | 0 | 0 | 0 | 0.12528 | 0.083811
1992 | 230.4062 | 0 | 0 | 0 | 0 | 0 | 0 | 0.027405 | 0.075829
1992 | 230.4167 | 0 | 0 | 0 | 0 | 0 | 0 | 0.13702 | 0.075829
1992 | 230.4271 | 0 | 0 | 0 | 0 | 0 | 0 | 0.0783 | 0.07982
1992 | 230.4375 | 0 | 0 | 0 | 0 | 0 | 0 | 0.1057 | 0.087802
1992 | 230.4479 | 0 | 0 | 0 | 0 | 0 | 0 | 0.19967 | 0.063856
1992 | 230.4583 | 0 | 0 | 0 | 0 | 0 | 0 | 0.184 | 0.075829
1992 | 230.4687 | 0 | 0 | 0 | 0 | 0 | 0 | 0.10571 | 0.051883
1992 | 230.4792 | 0 | 0 | 0 | 0 | 0 | 0 | 0.21532 | 0.055874
1992 | 230.4896 | 0 | 0 | 0 | 0 | 0 | 0 | 0.19575 | 0.043901
1992 | 230.5 | 0 | 0 | 0 | 0 | 0 | 0 | 0.16834 | 0.067847
1992 | 230.5104 | 0 | 0 | 0 | 0 | 0 | 0 | 0.20749 | 0.031928
1992 | 230.5208 | 0 | 0 | 0 | 0 | 0 | 0 | 0.20358 | 0.027937
1992 | 230.5312 | 0 | 0 | 0 | 0 | 0 | 0 | 0.15268 | 0.063856
1992 | 230.5417 | 0 | 0 | 0 | 0 | 0 | 0 | 0.1566 | 0.047892
1992 | 230.5521 | 0 | 0 | 0 | 0 | 0 | 0 | 0.23099 | 0.035919
1992 | 230.5625 | 0 | 0 | 0 | 0 | 0 | 0 | 0.10179 | 0.043901
1992 | 230.5729 | 0 | 0 | 0 | 0 | 0 | 0 | 0.15269 | 0.047892
1992 | 230.5833 | 0 | 0 | 0 | 0 | 0 | 0 | 0.11745 | 0.047892
1992 | 230.5937 | 0 | 0 | 0 | 0 | 0 | 0 | 0.17618 | 0.043901
1992 | 230.6042 | 0 | 0 | 0 | 0 | 0 | 0 | 0.10179 | 0.047892
1992 | 230.6146 | 0 | 0 | 0 | 0 | 0 | 0 | 0.10962 | 0.023946
1992 | 230.625 | 0 | 0 | 0 | 0 | 0 | 0 | 0.082215 | 0.023946
1992 | 230.6354 | 0 | 0 | 0 | 0 | 0 | 0 | 0.0783 | 0.035919
1992 | 230.6458 | 0 | 0 | 0 | 0 | 0 | 0 | 0.15269 | 0.035919
1992 | 230.6562 | 0 | 0 | 0 | 0 | 0 | 0 | 0.08613 | 0.051883
1992 | 230.6667 | 0 | 0 | 0 | 0 | 0 | 0 | 0.14094 | 0.031928
1992 | 230.6771 | 0 | 0 | 0 | 0 | 0 | 0 | 0.12136 | 0.047892
1992 | 230.6875 | 0 | 0 | 0 | 0 | 0 | 0 | 0.043065 | 0.03991
1992 | 230.6979 | 0 | 0 | 0 | 0 | 0 | 0 | 0.066555 | 0.035919
1992 | 230.7083 | 0 | 0 | 0 | 0 | 0 | 0 | 0.13702 | 0.035919
1992 | 230.7187 | 0 | 0 | 0 | 0 | 0 | 0 | 0.082215 | 0.047892
1992 | 230.7292 | 0 | 0 | 0 | 0 | 0 | 0 | 0.12137 | 0.031928
1992 | 230.7396 | 0 | 0 | 0 | 0 | 0 | 0 | 0.03132 | 0.031928
1992 | 230.75 | 0 | 0 | 0 | 0 | 0 | 0 | 0.066555 | 0.011973
1992 | 230.7604 | 0 | 0 | 0 | 0 | 0 | 0 | 0.066555 | 0.011973
1992 | 230.7708 | 0 | 0 | 5.6063 | 5.34 | 0 | 0 | -1.1369e-13 | 1.1369e-13
1992 | 230.7812 | 0 | 0 | 10.4217 | 9.2032 | 0 | 0 | 1.1369e-13 | 0
1992 | 230.7917 | 0 | 0 | 0.80649 | 0.42305 | 0 | 0 | 0.00783 | 1.1369e-13
1992 | 230.8021 | 0 | 0 | 0.04698 | 0.007982 | 0 | 0 | 0.01566 | 0.055874
1992 | 230.8125 | 0 | 0 | 0.08613 | 0 | 0 | 0 | 0.02349 | 0.023946
1992 | 230.8229 | 0 | 0 | 0.07047 | 0 | 0 | 0 | 0.02349 | 0.027937
1992 | 230.8333 | 0 | 0 | 0 | 0 | 0 | 0 | 0.097875 | 0.007982
1992 | 230.8437 | 0 | 0 | 0 | 0 | 0 | 0 | 0.03132 | 0.007982
1992 | 230.8542 | 0 | 0 | 0 | 0 | 0 | 0 | -0.03915 | 0.035919
1992 | 230.8646 | 0 | 0 | 0 | 0 | 0 | 0 | 0.058725 | 0.015964
1992 | 230.875 | 0 | 0 | 0 | 0 | 0 | 0 | 0.027405 | 0
1992 | 230.8854 | 0 | 0 | 0 | 0 | 0 | 0 | 0.003915 | 5.6843e-14
1992 | 230.8958 | 0 | 0 | 0 | 0 | 0 | 0 | 0.019575 | 0.015964
1992 | 230.9062 | 0.00783 | 0 | 0 | 0 | 0 | 0 | 0.01566 | 0.023946
1992 | 230.9167 | 0 | 0 | 0 | 0 | 0 | 0 | 0.011745 | -0.007982
1992 | 230.9271 | 0.03132 | 0 | 0 | 0 | 0 | 0 | 0.00783 | 0.003991
1992 | 230.9375 | 0 | 0 | 0 | 0 | 0 | 0 | 0.00783 | 0.015964
1992 | 230.9479 | 0 | 0 | 0 | 0 | 0 | 0 | 0.003915 | 0.007982
1992 | 230.9583 | 0 | 0 | 0 | 0 | 0 | 0 | 0.019575 | -0.007982
1992 | 230.9687 | 0 | 0 | 0 | 0 | 0 | 0 | 0 | 0.007982
1992 | 230.9792 | 0 | 0 | 0 | 0 | 0 | 0 | 0.050895 | 0.011973
1992 | 230.9896 | 0 | 0 | 0 | 0 | 0 | 0 | 0.011745 | 0.003991
1992 | 231 | 0 | 0.015964 | 0 | 0 | 0 | 0 | 0.003915 | 0.003991
1992 | 231.0104 | 0.03915 | 0.007982 | 0 | 0 | 0 | 0 | -0.00783 | -0.003991
1992 | 231.0208 | 0 | 0 | 0 | 0 | 0 | 0 | 0.00783 | 0.007982
1992 | 231.0312 | 0 | 0 | 0.01566 | 0 | 0 | 0 | -0.011745 | 0.003991
1992 | 231.0417 | 0 | 0 | 0.09396 | 0.071838 | 0 | 0 | 0.02349 | 0.023946
1992 | 231.0521 | 0 | 0 | 3.085 | 2.3148 | 0 | 0 | 0 | 5.6843e-14
1992 | 231.0625 | 0 | 0 | 3.132 | 3.7914 | 0 | 0 | 0 | 5.6843e-14
1992 | 231.0729 | 0 | 0 | 0.86913 | 0.79022 | 0 | 0 | 0 | -1.7053e-13
1992 | 231.0833 | 0 | 0 | 0.783 | 0.74233 | 0 | 0 | 2.2737e-13 | -5.6843e-14
1992 | 231.0937 | 0 | 0 | 0.69687 | 0.60663 | 0 | 0 | 0 | 1.1369e-13
1992 | 231.1042 | 0 | 0 | 1.2841 | 1.2931 | 0 | 0 | 0 | -1.1369e-13
1992 | 231.1146 | 0 | 0 | 0.88479 | 0.94188 | 0 | 0 | 0 | 0
1992 | 231.125 | 0 | 0 | 0.92394 | 0.90197 | 0 | 0 | 0 | 0
1992 | 231.1354 | 0 | 0 | 0.93177 | 0.87004 | 0 | 0 | 0 | -1.1369e-13
1992 | 231.1458 | 0 | 0 | 0.93177 | 0.78224 | 0 | 0 | 0.00783 | -1.1369e-13
1992 | 231.1562 | 0 | 0 | 0 | 0.07982 | 0 | 0 | 0.18009 | 0.035919
1992 | 231.1667 | 0 | 0 | 0 | 0 | 0 | 0 | -0.027405 | 0.023946
1992 | 231.1771 | 0 | 0 | 0 | 0 | 0 | 0 | 0.058725 | 0.027937
1992 | 231.1875 | 0 | 0 | 0 | 0 | 0 | 0 | -0.082215 | 0.019955
1992 | 231.1979 | 0 | 0 | 0 | 0 | 0 | 0 | 0.066555 | 0.023946
1992 | 231.2083 | 0 | 0 | 0 | 0 | 0 | 0 | 0.003915 | 0.003991
1992 | 231.2187 | 0 | 0 | 0 | 0 | 0 | 0 | 0.05481 | 0.011973
1992 | 231.2292 | 0 | 0 | 0 | 0 | 0 | 0 | 0 | 0.019955
1992 | 231.2396 | 0 | 0 | 0 | 0 | 0 | 0 | 0.00783 | 0.003991
1992 | 231.25 | 0 | 0 | 0 | 0 | 0 | 0 | 0.02349 | 0.003991
1992 | 231.2604 | 0 | 0 | 0 | 0 | 0 | 0 | 0.00783 | 0
1992 | 231.2708 | 0.02349 | 0 | 0 | 0 | 0 | 0 | 0.003915 | -0.007982
1992 | 231.2812 | 0.01566 | 0 | 0 | 0 | 0 | 0 | -0.011745 | 0.003991
1992 | 231.2917 | 0 | 0 | 0 | 0 | 0 | 0 | 0.01566 | 0.007982
1992 | 231.3021 | 0 | 0 | 0 | 0 | 0 | 0 | 0.02349 | 0.011973
1992 | 231.3125 | 0 | 0 | 0 | 0 | 0 | 0 | 0.01566 | 0.019955
1992 | 231.3229 | 0 | 0 | 0 | 0 | 0 | 0 | 0.00783 | 0.027937
1992 | 231.3333 | 0 | 0 | 0 | 0 | 0 | 0 | -0.01566 | 0.03991
1992 | 231.3437 | 0 | 0 | 0 | 0 | 0 | 0 | 0.02349 | 0.059865
1992 | 231.3542 | 0 | 0 | 0 | 0 | 0 | 0 | -0.03132 | 0.059865
1992 | 231.3646 | 0 | 0 | 0 | 0 | 0 | 0 | 0.043065 | 0.047892
1992 | 231.375 | 0 | 0 | 0 | 0 | 0 | 0 | 0.12137 | 0.1317
1992 | 231.3854 | 0 | 0 | 0 | 0 | 0 | 0 | 0.13311 | 0.10776
1992 | 231.3958 | 0 | 0 | 0 | 0 | 0 | 0 | 0.12136 | 0.091793
1992 | 231.4062 | 0 | 0 | 0 | 0 | 0 | 0 | 0.08613 | 0.083811
1992 | 231.4167 | 0 | 0 | 0 | 0 | 0 | 0 | 0.11745 | 0.095784
1992 | 231.4271 | 0 | 0 | 0 | 0 | 0 | 0 | 0.10179 | 0.071838
1992 | 231.4375 | 0 | 0 | 0 | 0 | 0 | 0 | 0.097875 | 0.083811
1992 | 231.4479 | 0 | 0 | 0 | 0 | 0 | 0 | 0.13702 | 0.067847
1992 | 231.4583 | 0 | 0 | 0 | 0 | 0 | 0 | 0.11353 | 0.063856
1992 | 231.4687 | 0 | 0 | 0 | 0 | 0 | 0 | 0.07047 | 0.03991
1992 | 231.4792 | 0 | 0 | 0 | 0 | 0 | 0 | 0.09396 | 0.051883
1992 | 231.4896 | 0 | 0 | 0 | 0 | 0 | 0 | 0.12136 | 0.043901
1992 | 231.5 | 0 | 0 | 0 | 0 | 0 | 0 | 0.11745 | 0.063856
1992 | 231.5104 | 0 | 0 | 0 | 0 | 0 | 0 | 0.12919 | 0.067847
1992 | 231.5208 | 0 | 0 | 0 | 0 | 0 | 0 | 0.1292 | 0.051883
1992 | 231.5312 | 0 | 0 | 0 | 0 | 0 | 0 | 0.097875 | 0.027937
1992 | 231.5417 | 0 | 0 | 0 | 0 | 0 | 0 | 0.09396 | 0.063856
1992 | 231.5521 | 0 | 0 | 0 | 0 | 0 | 0 | 0.074385 | 0.023946
1992 | 231.5625 | 0 | 0 | 0 | 0 | 0 | 0 | 0.082215 | 0.023946
1992 | 231.5729 | 0 | 0 | 0 | 0 | 0 | 0 | 0.058725 | 0.031928
1992 | 231.5833 | 0 | 0 | 0 | 0 | 0 | 0 | 0.08613 | 0.027937
1992 | 231.5937 | 0 | 0 | 0 | 0 | 0 | 0 | 0.10962 | 0.027937
1992 | 231.6042 | 0 | 0 | 0 | 0 | 0 | 0 | 0.11353 | 0.047892
1992 | 231.6146 | 0 | 0 | 0 | 0 | 0 | 0 | 0.10962 | 0.031928
1992 | 231.625 | 0 | 0 | 0 | 0 | 0 | 0 | 0.12919 | 0.011973
1992 | 231.6354 | 0 | 0 | 0 | 0 | 0 | 0 | 0.1057 | 0.027937
1992 | 231.6458 | 0 | 0 | 0 | 0 | 0 | 0 | 0.11745 | 0.03991
1992 | 231.6562 | 0 | 0 | 0 | 0 | 0 | 0 | 0.12528 | 0.015964
1992 | 231.6667 | 0 | 0 | 0 | 0 | 0 | 0 | 0.12919 | 0.031928
1992 | 231.6771 | 0 | 0 | 0 | 0 | 0 | 0 | 0.09396 | 0.027937
1992 | 231.6875 | 0 | 0 | 0 | 0 | 0 | 0 | 0.1057 | 0.031928
1992 | 231.6979 | 0 | 0 | 0 | 0 | 0 | 0 | 0.08613 | 0.015964
1992 | 231.7083 | 0 | 0 | 0 | 0 | 0 | 0 | 0.074385 | 0.027937
1992 | 231.7187 | 0 | 0 | 0 | 0 | 0 | 0 | 0.08613 | 0.019955
1992 | 231.7292 | 0 | 0 | 0 | 0 | 0 | 0 | 0.04698 | 0.011973
1992 | 231.7396 | 0 | 0 | 0 | 0 | 0 | 0 | 0.066555 | 0.019955
1992 | 231.75 | 0 | 0 | 0 | 0 | 0 | 0 | 0.058725 | 0.007982
1992 | 231.7604 | 0 | 0 | 0 | 0 | 0 | 0 | 0.03132 | 0.011973
1992 | 231.7708 | 0 | 0 | 0 | 0 | 0 | 0 | 0.06264 | 0.019955
1992 | 231.7812 | 0 | 0 | 0 | 0 | 0 | 0 | 0.03915 | 0
1992 | 231.7917 | 0 | 0 | 0 | 0 | 0 | 0 | 0.03132 | 0.023946
1992 | 231.8021 | 0 | 0 | 0 | 0 | 0 | 0 | 0.01566 | -0.007982
1992 | 231.8125 | 0 | 0 | 0 | 0 | 0 | 0 | 0.019575 | 0.003991
1992 | 231.8229 | 0 | 0 | 0 | 0 | 0 | 0 | 0.01566 | 0.011973
1992 | 231.8333 | 0 | 0 | 0 | 0 | 0 | 0 | 0.019575 | 5.6843e-14
1992 | 231.8437 | 0 | 0 | 0 | 0 | 0 | 0 | 0.02349 | 0.003991
1992 | 231.8542 | 0 | 0 | 0 | 0 | 0 | 0 | 0.00783 | 0.011973
1992 | 231.8646 | 0 | 0 | 0 | 0 | 0 | 0 | 0.019575 | 0
1992 | 231.875 | 0 | 0 | 0 | 0 | 0 | 0 | 0.00783 | 0.007982
1992 | 231.8854 | 0 | 0 | 0 | 0 | 0 | 0 | 0.011745 | 0.003991
1992 | 231.8958 | 0 | 0 | 0 | 0 | 0 | 0 | 0.003915 | 0.003991
1992 | 231.9062 | 0 | 0 | 0 | 0 | 0 | 0 | 0.01566 | 0.003991
1992 | 231.9167 | 0 | 0 | 0 | 0 | 0 | 0 | 0.00783 | 0.003991
1992 | 231.9271 | 0 | 0 | 0 | 0 | 0 | 0 | 0.02349 | 0.003991
1992 | 231.9375 | 0 | 0 | 0 | 0 | 0 | 0 | 0.011745 | 0.003991
1992 | 231.9479 | 0 | 0 | 0 | 0 | 0 | 0 | 0.00783 | 0.003991
1992 | 231.9583 | 0 | 0 | 0 | 0 | 0 | 0 | 0.003915 | 0.003991
1992 | 231.9687 | 0 | 0 | 0 | 0 | 0 | 0 | 0.003915 | 0.003991
1992 | 231.9792 | 0 | 0 | 0 | 0 | 0 | 0 | 0.019575 | 0.007982
1992 | 231.9896 | 0 | 0 | 0 | 0 | 0 | 0 | -0.003915 | -0.007982
1992 | 232 | 0 | 0 | 0 | 0 | 0 | 0 | 0 | 0
1992 | 232.0104 | 0 | 0 | 0 | 0 | 0 | 0 | 0.011745 | 0
1992 | 232.0208 | 0 | 0 | 0 | 0 | 0 | 0 | 0.011745 | 0.007982
1992 | 232.0312 | 0 | 0 | 0 | 0 | 0 | 0 | 0.003915 | 0.003991
1992 | 232.0417 | 0 | 0 | 0 | 0 | 0 | 0 | 0.00783 | -0.003991
1992 | 232.0521 | 0 | 0 | 0 | 0 | 0 | 0 | 0.00783 | 0.007982
1992 | 232.0625 | 0 | 0 | 0 | 0 | 0 | 0 | 0.01566 | 0
1992 | 232.0729 | 0 | 0 | 0 | 0 | 0 | 0 | -0.00783 | 0.007982
1992 | 232.0833 | 0 | 0 | 0 | 0 | 0 | 0 | 0 | 0.003991
1992 | 232.0937 | 0 | 0 | 0 | 0 | 0 | 0 | 0.00783 | -0.007982
1992 | 232.1042 | 0 | 0 | 0 | 0 | 0 | 0 | 0 | 0.011973
1992 | 232.1146 | 0 | 0 | 0 | 0 | 0 | 0 | 0.01566 | 0.007982
1992 | 232.125 | 0 | 0 | 0 | 0 | 0 | 0 | 0 | 0
1992 | 232.1354 | 0 | 0 | 0 | 0 | 0 | 0 | 0 | 0.003991
1992 | 232.1458 | 0 | 0 | 0 | 0 | 0 | 0 | -0.003915 | -0.003991
1992 | 232.1562 | 0 | 0 | 0 | 0 | 0 | 0 | 0.01566 | 0.007982
1992 | 232.1667 | 0 | 0 | 0 | 0 | 0 | 0 | -0.18009 | 0
1992 | 232.1771 | 0 | 0 | 0 | 0 | 0 | 0 | 0.16835 | -0.003991
1992 | 232.1875 | 0 | 0 | 0 | 0 | 0 | 0 | 0 | 0
1992 | 232.1979 | 0 | 0 | 0 | 0 | 0 | 0 | 0.01566 | -0.003991
1992 | 232.2083 | 0 | 0 | 0 | 0 | 0 | 0 | -0.011745 | 0.003991
1992 | 232.2187 | 0 | 0 | 0 | 0 | 0 | 0 | -1.1369e-13 | 0
1992 | 232.2292 | 0 | 0 | 0 | 0 | 0 | 0 | 0.01566 | -0.003991
1992 | 232.2396 | 0 | 0 | 0 | 0 | 0 | 0 | -0.011745 | -0.003991
1992 | 232.25 | 0 | 0 | 0 | 0 | 0 | 0 | -0.00783 | 0
1992 | 232.2604 | 0 | 0 | 0 | 0 | 0 | 0 | 0.003915 | 0
1992 | 232.2708 | 0 | 0 | 0 | 0 | 0 | 0 | -0.01566 | 0.011973
1992 | 232.2812 | 0 | 0 | 0 | 0 | 0 | 0 | 0.019575 | 0
1992 | 232.2917 | 0 | 0 | 0 | 0 | 0 | 0 | -0.003915 | 0
1992 | 232.3021 | 0 | 0 | 0 | 0 | 0 | 0 | 0.011745 | 0.011973
1992 | 232.3125 | 0 | 0 | 0 | 0 | 0 | 0 | 0.01566 | 0.011973
1992 | 232.3229 | 0 | 0 | 0 | 0 | 0 | 0 | 0.003915 | 0.007982
1992 | 232.3333 | 0 | 0 | 0 | 0 | 0 | 0 | 0.003915 | 0.015964
1992 | 232.3437 | 0 | 0 | 0 | 0 | 0 | 0 | 0.027405 | 0.015964
1992 | 232.3542 | 0 | 0 | 0 | 0 | 0 | 0 | 0.00783 | 0.019955
1992 | 232.3646 | 0 | 0 | 0 | 0 | 0 | 0 | 0.03915 | 0.015964
1992 | 232.375 | 0 | 0 | 0 | 0 | 0 | 0 | 0.027405 | 0.019955
1992 | 232.3854 | 0 | 0 | 0 | 0 | 0 | 0 | 0.01566 | 0.003991
1992 | 232.3958 | 0 | 0 | 0 | 0 | 0 | 0 | 0.035235 | 0.007982
1992 | 232.4062 | 0 | 0 | 0 | 0 | 0 | 0 | 0.035235 | 0.011973
1992 | 232.4167 | 0 | 0 | 0 | 0 | 0 | 0 | 0.011745 | 0.019955
1992 | 232.4271 | 0 | 0 | 0 | 0 | 0 | 0 | 0.019575 | 0.003991
1992 | 232.4375 | 0 | 0 | 0 | 0 | 0 | 0 | 0.035235 | 0.019955
1992 | 232.4479 | 0 | 0 | 0 | 0 | 0 | 0 | 0.03915 | 0.003991
1992 | 232.4583 | 0 | 0 | 0 | 0 | 0 | 0 | 0.050895 | 0.015964
1992 | 232.4687 | 0 | 0 | 0 | 0 | 0 | 0 | 0.066555 | 0.027937
1992 | 232.4792 | 0 | 0 | 0 | 0 | 0 | 0 | 0.06264 | 0
1992 | 232.4896 | 0 | 0 | 0 | 0 | 0 | 0 | 0.066555 | 0.019955
1992 | 232.5 | 0 | 0 | 0 | 0 | 0 | 0 | 0.035235 | 0.015964
1992 | 232.5104 | 0 | 0 | 0 | 0 | 0 | 0 | 0.066555 | 0.011973
1992 | 232.5208 | 0 | 0 | 0 | 0 | 0 | 0 | 0.04698 | 0.007982
1992 | 232.5312 | 0 | 0 | 0 | 0 | 0 | 0 | 0.058725 | 0
1992 | 232.5417 | 0 | 0 | 0 | 0 | 0 | 0 | 0.06264 | 0.027937
1992 | 232.5521 | 0 | 0 | 0 | 0 | 0 | 0 | 0.058725 | 0.007982
1992 | 232.5625 | 0 | 0 | 0 | 0 | 0 | 0 | 0.07047 | 0.011973
1992 | 232.5729 | 0 | 0 | 0 | 0 | 0 | 0 | 0.10179 | 0.019955
1992 | 232.5833 | 0 | 0 | 0 | 0 | 0 | 0 | 0.13702 | 0.023946
1992 | 232.5937 | 0 | 0 | 0 | 0 | 0 | 0 | 0.09396 | 0.023946
1992 | 232.6042 | 0 | 0 | 0 | 0 | 0 | 0 | 0.0783 | 0.015964
1992 | 232.6146 | 0 | 0 | 0 | 0 | 0 | 0 | 0.08613 | 0.023946
1992 | 232.625 | 0 | 0 | 0 | 0 | 0 | 0 | 0.066555 | 0.003991
1992 | 232.6354 | 0 | 0 | 0 | 0 | 0 | 0 | 0.07047 | 0.027937
1992 | 232.6458 | 0 | 0 | 0 | 0 | 0 | 0 | 0.090045 | 0.007982
1992 | 232.6562 | 0 | 0 | 0 | 0 | 0 | 0 | 0.04698 | 0.015964
1992 | 232.6667 | 0 | 0 | 0 | 0 | 0 | 0 | 0.04698 | 0.011973
1992 | 232.6771 | 0 | 0 | 0 | 0 | 0 | 0 | 0.027405 | 0.015964
1992 | 232.6875 | 0 | 0 | 0 | 0 | 0 | 0 | 0.07047 | 0.019955
1992 | 232.6979 | 0 | 0 | 0 | 0 | 0 | 0 | 0.05481 | 0.007982
1992 | 232.7083 | 0 | 0 | 0 | 0 | 0 | 0 | 0.050895 | 0.007982
1992 | 232.7187 | 0 | 0 | 0 | 0 | 0 | 0 | 0.097875 | 0.015964
1992 | 232.7292 | 0 | 0 | 0 | 0 | 0 | 0 | 0.035235 | 0
1992 | 232.7396 | 0 | 0 | 0 | 0 | 0 | 0 | 0.03132 | 0.023946
1992 | 232.75 | 0 | 0 | 0 | 0 | 0 | 0 | 0.05481 | 0.015964
1992 | 232.7604 | 0 | 0 | 0 | 0 | 0 | 0 | 0.04698 | 0.019955
1992 | 232.7708 | 0 | 0 | 0 | 0 | 0 | 0 | 0.03132 | 0
1992 | 232.7812 | 0 | 0 | 0 | 0 | 0 | 0 | 0.043065 | 0.003991
1992 | 232.7917 | 0 | 0 | 0 | 0 | 0 | 0 | 0.03132 | 0.019955
1992 | 232.8021 | 0 | 0 | 0 | 0 | 0 | 0 | 0.027405 | -0.007982
1992 | 232.8125 | 0 | 0 | 0 | 0 | 0 | 0 | -0.00783 | 0.015964
1992 | 232.8229 | 0 | 0 | 0 | 0 | 0 | 0 | 0.035235 | -0.003991
1992 | 232.8333 | 0 | 0.007982 | 0 | 0 | 0 | 0 | 0.019575 | -0.003991
1992 | 232.8437 | 0 | 0 | 0 | 0 | 0 | 0 | 0.01566 | 0.003991
1992 | 232.8542 | 0 | 0 | 0 | 0 | 0 | 0 | -0.003915 | 0.003991
1992 | 232.8646 | 0 | 0.007982 | 0 | 0 | 0 | 0 | -0.00783 | -0.007982
1992 | 232.875 | 0 | 0 | 0 | 0 | 0 | 0 | -0.00783 | 0
1992 | 232.8854 | 0 | 0 | 0 | 0 | 0 | 0 | 0.019575 | 0.003991
1992 | 232.8958 | 0 | 0 | 0 | 0 | 0 | 0 | -0.00783 | -0.003991
1992 | 232.9062 | 0 | 0 | 0 | 0 | 0 | 0 | -0.00783 | -0.007982
1992 | 232.9167 | 0 | 0 | 0 | 0 | 0 | 0 | 0 | 0
1992 | 232.9271 | 0 | 0 | 0 | 0 | 0 | 0 | 0.003915 | -0.003991
1992 | 232.9375 | 0 | 0 | 0 | 0 | 0 | 0 | 0.00783 | 0
1992 | 232.9479 | 0 | 0 | 0 | 0 | 0 | 0 | 0 | -0.003991
1992 | 232.9583 | 0.01566 | 0 | 0 | 0 | 0 | 0 | 0 | 0.003991
1992 | 232.9687 | 0 | 0 | 0 | 0 | 0 | 0 | 0.011745 | -0.007982
1992 | 232.9792 | 0 | 0 | 0 | 0 | 0 | 0 | 0.011745 | 0
1992 | 232.9896 | 0 | 0 | 0 | 0 | 0 | 0 | 0.011745 | -0.003991
1992 | 233 | 0 | 0.007982 | 0 | 0 | 0 | 0 | -0.011745 | 5.6843e-14
1992 | 233.0104 | 0 | 0 | 0 | 0 | 0 | 0 | -0.003915 | 0.003991
1992 | 233.0208 | 0.01566 | 0.007982 | 0 | 0 | 0 | 0 | 0 | -0.003991
1992 | 233.0312 | 0 | 0 | 0 | 0 | 0 | 0 | 0.011745 | 0.003991
1992 | 233.0417 | 0 | 0 | 0 | 0 | 0 | 0 | -0.003915 | -0.003991
1992 | 233.0521 | 0 | 0.015964 | 0 | 0 | 0 | 0 | 0 | 0
1992 | 233.0625 | 0 | 0 | 0 | 0 | 0 | 0 | -0.003915 | 0.003991
1992 | 233.0729 | 0 | 0.007982 | 0 | 0 | 0 | 0 | 0.003915 | -0.003991
1992 | 233.0833 | 0.01566 | 0 | 0 | 0 | 0 | 0 | 0.003915 | -0.003991
1992 | 233.0937 | 0.01566 | 0 | 0 | 0 | 0 | 0 | -0.003915 | 0
1992 | 233.1042 | 0 | 0 | 0 | 0 | 0 | 0 | 0.00783 | -0.003991
1992 | 233.1146 | 0.00783 | 0.007982 | 0 | 0 | 0 | 0 | 0.003915 | 5.6843e-14
1992 | 233.125 | 0 | 0.007982 | 0 | 0 | 0 | 0 | -0.00783 | 0
1992 | 233.1354 | 0 | 0 | 0 | 0 | 0 | 0 | 0.00783 | 0.003991
1992 | 233.1458 | 0 | 0 | 0 | 0 | 0 | 0 | -0.01566 | -0.003991
1992 | 233.1562 | 0.00783 | 0 | 0 | 0 | 0 | 0 | -0.003915 | -0.007982
1992 | 233.1667 | 0.00783 | 0 | 0 | 0 | 0 | 0 | 0 | -0.003991
1992 | 233.1771 | 0.01566 | 0.007982 | 0 | 0 | 0 | 0 | 0.00783 | -0.003991
1992 | 233.1875 | 0.00783 | 0 | 0 | 0 | 0 | 0 | 0.011745 | -0.003991
1992 | 233.1979 | 0 | 0 | 0 | 0 | 0 | 0 | 0 | 0
1992 | 233.2083 | 0 | 0 | 0 | 0 | 0 | 0 | 0.00783 | -0.007982
1992 | 233.2187 | 0 | 0 | 0 | 0 | 0 | 0 | -0.019575 | -0.003991
1992 | 233.2292 | 0 | 0.007982 | 0 | 0 | 0 | 0 | 0.00783 | 0
1992 | 233.2396 | 0 | 0 | 0 | 0 | 0 | 0 | -0.00783 | 0
1992 | 233.25 | 0 | 0.007982 | 0 | 0 | 0 | 0 | 0 | -5.6843e-14
1992 | 233.2604 | 0.02349 | 0 | 0 | 0 | 0 | 0 | 0 | 0.003991
1992 | 233.2708 | 0.00783 | 0 | 0 | 0 | 0 | 0 | 0 | 0
1992 | 233.2812 | 0.00783 | 0 | 0 | 0 | 0 | 0 | 0 | -0.003991
1992 | 233.2917 | 0 | 0 | 0 | 0 | 0 | 0 | -0.011745 | 0
1992 | 233.3021 | 0 | 0 | 0 | 0 | 0 | 0 | -0.011745 | 0.003991
1992 | 233.3125 | 0 | 0 | 0 | 0 | 0 | 0 | 0.011745 | 0
1992 | 233.3229 | 0 | 0 | 0 | 0 | 0 | 0 | -0.01566 | 0.019955
1992 | 233.3333 | 0 | 0 | 0 | 0 | 0 | 0 | 0 | 0.003991
1992 | 233.3437 | 0 | 0 | 0 | 0 | 0 | 0 | -0.01566 | -0.003991
1992 | 233.3542 | 0.03132 | 0 | 0 | 0 | 0 | 0 | -0.01566 | 0.019955
1992 | 233.3646 | 0 | 0 | 0 | 0 | 0 | 0 | 0.035235 | 0.011973
1992 | 233.375 | 0 | 0 | 0 | 0 | 0 | 0 | 0.02349 | 0.015964
1992 | 233.3854 | 0.03132 | 0 | 0 | 0 | 0 | 0 | 0.02349 | 0.023946
1992 | 233.3958 | 0 | 0 | 0 | 0 | 0 | 0 | -0.01566 | 0.015964
1992 | 233.4062 | 0 | 0 | 0 | 0 | 0 | 0 | 0.003915 | 0.043901
1992 | 233.4167 | 0 | 0 | 0 | 0 | 0 | 0 | 0.03915 | 0.03991
1992 | 233.4271 | 0 | 0 | 0 | 0 | 0 | 0 | 0.043065 | 0.03991
1992 | 233.4375 | 0 | 0 | 0 | 0 | 0 | 0 | 0.00783 | 0.03991
1992 | 233.4479 | 0 | 0 | 0 | 0 | 0 | 0 | 0.05481 | 0.03991
1992 | 233.4583 | 0 | 0 | 0 | 0 | 0 | 0 | 0.05481 | 0.031928
1992 | 233.4687 | 0 | 0 | 0 | 0 | 0 | 0 | 0.066555 | 0.023946
1992 | 233.4792 | 0 | 0 | 0 | 0 | 0 | 0 | 0.00783 | 0.023946
1992 | 233.4896 | 0 | 0 | 0 | 0 | 0 | 0 | 0.07047 | 0.011973
1992 | 233.5 | 0 | 0 | 0 | 0 | 0 | 0 | 0.035235 | 0.019955
1992 | 233.5104 | 0 | 0 | 0 | 0 | 0 | 0 | 0.066555 | 0.003991
1992 | 233.5208 | 0 | 0 | 0 | 0 | 0 | 0 | 0.058725 | 0.027937
1992 | 233.5312 | 0 | 0 | 0 | 0 | 0 | 0 | 0.00783 | 0.015964
1992 | 233.5417 | 0 | 0 | 0 | 0 | 0 | 0 | 0.11353 | 0.019955
1992 | 233.5521 | 0 | 0 | 0 | 0 | 0 | 0 | 0.11353 | 0.011973
1992 | 233.5625 | 0 | 0 | 0 | 0 | 0 | 0 | 0.074385 | 0.027937
1992 | 233.5729 | 0 | 0 | 0 | 0 | 0 | 0 | 0.13311 | 0.035919
1992 | 233.5833 | 0 | 0 | 0 | 0 | 0 | 0 | 0.097875 | 0.015964
1992 | 233.5937 | 0 | 0 | 0 | 0 | 0 | 0 | 0.12528 | 0.027937
1992 | 233.6042 | 0 | 0 | 0 | 0 | 0 | 0 | 0.09396 | 0.031928
1992 | 233.6146 | 0 | 0 | 0 | 0 | 0 | 0 | 0.11353 | 0.027937
1992 | 233.625 | 0 | 0 | 0 | 0 | 0 | 0 | 0.11745 | 0.019955
1992 | 233.6354 | 0 | 0 | 0 | 0 | 0 | 0 | 0.097875 | 0.023946
1992 | 233.6458 | 0 | 0 | 0 | 0 | 0 | 0 | 0.09396 | 0.027937
1992 | 233.6562 | 0 | 0 | 0 | 0 | 0 | 0 | 0.11745 | 0.015964
1992 | 233.6667 | 0 | 0 | 0 | 0 | 0 | 0 | 0.11354 | 0.023946
1992 | 233.6771 | 0 | 0 | 0 | 0 | 0 | 0 | 0.06264 | 0.011973
1992 | 233.6875 | 0 | 0 | 0 | 0 | 0 | 0 | 0.11354 | 0.031928
1992 | 233.6979 | 0 | 0 | 0 | 0 | 0 | 0 | 0.04698 | 0.015964
1992 | 233.7083 | 0 | 0 | 0 | 0 | 0 | 0 | 0.082215 | 0.011973
1992 | 233.7187 | 0 | 0 | 0 | 0 | 0 | 0 | 0.090045 | 0.027937
1992 | 233.7292 | 0 | 0 | 0 | 0 | 0 | 0 | 0.082215 | 0.011973
1992 | 233.7396 | 0 | 0 | 0 | 0 | 0 | 0 | 0.06264 | 0.011973
1992 | 233.75 | 0 | 0 | 0 | 0 | 0 | 0 | 0.03915 | 0.019955
1992 | 233.7604 | 0 | 0 | 0 | 0 | 0 | 0 | 0.04698 | 0.003991
1992 | 233.7708 | 0 | 0 | 0 | 0 | 0 | 0 | 0.058725 | 0.015964
1992 | 233.7812 | 0 | 0 | 0 | 0 | 0 | 0 | 0.050895 | 0.007982
1992 | 233.7917 | 0 | 0 | 0 | 0 | 0 | 0 | 0.066555 | 0.003991
1992 | 233.8021 | 0 | 0 | 0 | 0 | 0 | 0 | 0.02349 | 0.003991
1992 | 233.8125 | 0 | 0 | 0 | 0 | 0 | 0 | 0.00783 | -0.003991
1992 | 233.8229 | 0 | 0 | 0 | 0 | 0 | 0 | 0.00783 | -0.007982
1992 | 233.8333 | 0 | 0 | 0 | 0 | 0 | 0 | 0.00783 | 0.011973
1992 | 233.8437 | 0 | 0 | 0 | 0 | 0 | 0 | 0.01566 | -0.007982
1992 | 233.8542 | 0 | 0 | 0 | 0 | 0 | 0 | -0.00783 | 0.011973
1992 | 233.8646 | 0 | 0 | 0 | 0 | 0 | 0 | 0.003915 | 0
1992 | 233.875 | 0 | 0 | 0 | 0 | 0 | 0 | -0.003915 | 0
1992 | 233.8854 | 0.01566 | 0 | 0 | 0 | 0 | 0 | 0 | 0.003991
1992 | 233.8958 | 0 | 0 | 0 | 0 | 0 | 0 | 0 | 0
1992 | 233.9062 | 0 | 0 | 0 | 0 | 0 | 0 | 0.03132 | 0.007982
1992 | 233.9167 | 0 | 0 | 0 | 0 | 0 | 0 | 0.00783 | -0.003991
1992 | 233.9271 | 0 | 0 | 0 | 0 | 0 | 0 | -0.027405 | 0.011973
1992 | 233.9375 | 0 | 0 | 0 | 0 | 0 | 0 | 0.02349 | 0.003991
1992 | 233.9479 | 0 | 0 | 0 | 0 | 0 | 0 | -0.00783 | 0.007982
1992 | 233.9583 | 0 | 0 | 0 | 0 | 0 | 0 | 0.01566 | 0.007982
1992 | 233.9687 | 0 | 0 | 0 | 0 | 0 | 0 | -0.02349 | 0
1992 | 233.9792 | 0 | 0 | 0 | 0 | 0 | 0 | 0.00783 | 0.007982
1992 | 233.9896 | 0 | 0 | 0 | 0 | 0 | 0 | 0.011745 | 0
1992 | 234 | 0 | 0 | 0 | 0 | 0 | 0 | -0.003915 | 0.011973
1992 | 234.0104 | 0 | 0 | 0 | 0 | 0 | 0 | 0.003915 | 0.015964
1992 | 234.0208 | 0.01566 | 0 | 0 | 0 | 0 | 0 | 0.00783 | 0
1992 | 234.0312 | 0 | 0 | 0 | 0 | 0 | 0 | 0.019575 | 0
1992 | 234.0417 | 0 | 0 | 0 | 0 | 0 | 0 | 0.03132 | 0
1992 | 234.0521 | 0 | 0 | 0 | 0 | 0 | 0 | 0.00783 | 0
1992 | 234.0625 | 0 | 0 | 0 | 0 | 0 | 0 | 0.00783 | 0.003991
1992 | 234.0729 | 0 | 0 | 0 | 0 | 0 | 0 | 0 | 0.011973
1992 | 234.0833 | 0 | 0 | 0 | 0 | 0 | 0 | 0.00783 | -0.007982
1992 | 234.0937 | 0 | 0 | 0 | 0 | 0 | 0 | -0.003915 | 0.003991
1992 | 234.1042 | 0 | 0 | 0 | 0 | 0 | 0 | -0.003915 | -0.003991
1992 | 234.1146 | 0.00783 | 0 | 0 | 0 | 0 | 0 | 0 | 0.003991
1992 | 234.125 | 0.01566 | 0 | 0 | 0 | 0 | 0 | -0.00783 | 0.007982
1992 | 234.1354 | 0 | 0 | 0 | 0 | 0 | 0 | 0.01566 | 0.003991
1992 | 234.1458 | 0 | 0 | 0 | 0 | 0 | 0 | -0.003915 | 0
1992 | 234.1562 | 0.00783 | 0 | 0 | 0 | 0 | 0 | -0.01566 | 0.007982
1992 | 234.1667 | 0 | 0 | 0 | 0 | 0 | 0 | 0.00783 | -0.003991
1992 | 234.1771 | 0 | 0 | 0 | 0 | 0 | 0 | 0.019575 | 0.003991
1992 | 234.1875 | 0 | 0 | 0 | 0 | 0 | 0 | 0.01566 | -0.003991
1992 | 234.1979 | 0.03132 | 0 | 0 | 0 | 0 | 0 | -0.00783 | -0.003991
1992 | 234.2083 | 0 | 0 | 0 | 0 | 0 | 0 | 0.03132 | 0
1992 | 234.2187 | 0 | 0 | 0 | 0 | 0 | 0 | 0.027405 | 0
1992 | 234.2292 | 0 | 0 | 0 | 0 | 0 | 0 | -0.00783 | -0.003991
1992 | 234.2396 | 0.00783 | 0 | 0 | 0 | 0 | 0 | -0.03915 | 0
1992 | 234.25 | 0 | 0 | 0 | 0 | 0 | 0 | 0.011745 | 0.003991
1992 | 234.2604 | 0 | 0 | 0 | 0 | 0 | 0 | 0.00783 | -0.007982
1992 | 234.2708 | 0 | 0 | 0 | 0 | 0 | 0 | 0.03132 | 0.003991
1992 | 234.2812 | 0 | 0 | 0 | 0 | 0 | 0 | -0.00783 | 0
1992 | 234.2917 | 0 | 0 | 0 | 0 | 0 | 0 | -0.00783 | 0
1992 | 234.3021 | 0.01566 | 0 | 0 | 0 | 0 | 0 | 0.003915 | 0.003991
1992 | 234.3125 | 0 | 0 | 0 | 0 | 0 | 0 | 0.00783 | 0.015964
1992 | 234.3229 | 0.01566 | 0 | 0 | 0 | 0 | 0 | 0.00783 | 0.023946
1992 | 234.3333 | 0.02349 | 0 | 0 | 0 | 0 | 0 | 0.011745 | 0.015964
1992 | 234.3437 | 0 | 0 | 0 | 0 | 0 | 0 | 0.003915 | 0.019955
1992 | 234.3542 | 0 | 0 | 0 | 0 | 0 | 0 | 0.00783 | 0.023946
1992 | 234.3646 | 0 | 0 | 0 | 0 | 0 | 0 | 0.04698 | 0.027937
1992 | 234.375 | 0 | 0 | 0 | 0 | 0 | 0 | -0.01566 | 0.011973
1992 | 234.3854 | 0 | 0 | 0 | 0 | 0 | 0 | 0.090045 | 0.019955
1992 | 234.3958 | 0 | 0 | 0 | 0 | 0 | 0 | 0.019575 | 0.011973
1992 | 234.4062 | 0 | 0 | 0 | 0 | 0 | 0 | 0.05481 | 0.003991
1992 | 234.4167 | 0 | 0 | 0 | 0 | 0 | 0 | 0.01566 | 0.023946
1992 | 234.4271 | 0 | 0 | 0 | 0 | 0 | 0 | 0.08613 | 0.019955
1992 | 234.4375 | 0 | 0 | 0 | 0 | 0 | 0 | 0.1057 | 0.003991
1992 | 234.4479 | 0 | 0 | 0 | 0 | 0 | 0 | 0.066555 | 0.015964
1992 | 234.4583 | 0 | 0 | 0 | 0 | 0 | 0 | 0.10179 | 0.019955
1992 | 234.4687 | 0 | 0 | 0 | 0 | 0 | 0 | 0.066555 | 0.023946
1992 | 234.4792 | 0 | 0 | 0 | 0 | 0 | 0 | 0.10962 | 0.011973
1992 | 234.4896 | 0 | 0 | 0 | 0 | 0 | 0 | 0.10962 | 0.027937
1992 | 234.5 | 0 | 0 | 0 | 0 | 0 | 0 | 0.08613 | 0.019955
1992 | 234.5104 | 0 | 0 | 0 | 0 | 0 | 0 | 0.04698 | 0.035919
1992 | 234.5208 | 0 | 0 | 0 | 0 | 0 | 0 | 0.11353 | 0.023946
1992 | 234.5312 | 0 | 0 | 0 | 0 | 0 | 0 | 0.07047 | 0.023946
1992 | 234.5417 | 0 | 0 | 0 | 0 | 0 | 0 | 0.1057 | 0.03991
1992 | 234.5521 | 0 | 0 | 0 | 0 | 0 | 0 | 0.13311 | 0.035919
1992 | 234.5625 | 0 | 0 | 0 | 0 | 0 | 0 | 0.035235 | 0.051883
1992 | 234.5729 | 0 | 0 | 0 | 0 | 0 | 0 | 0.0783 | 0.015964
1992 | 234.5833 | 0 | 0 | 0 | 0 | 0 | 0 | 0.11745 | 0.03991
1992 | 234.5937 | 0 | 0 | 0 | 0 | 0 | 0 | 0.0783 | 0.051883
1992 | 234.6042 | 0 | 0 | 0 | 0 | 0 | 0 | 0.1057 | 0.027937
1992 | 234.6146 | 0 | 0 | 0 | 0 | 0 | 0 | 0.12136 | 0.043901
1992 | 234.625 | 0 | 0 | 0 | 0 | 0 | 0 | 0.06264 | 0.019955
1992 | 234.6354 | 0 | 0 | 0 | 0 | 0 | 0 | 0.09396 | 0.047892
1992 | 234.6458 | 0 | 0 | 0 | 0 | 0 | 0 | 0.097875 | 0.031928
1992 | 234.6562 | 0 | 0 | 0 | 0 | 0 | 0 | 0.082215 | 0.03991
1992 | 234.6667 | 0 | 0 | 0 | 0 | 0 | 0 | 0.074385 | 0.031928
1992 | 234.6771 | 0 | 0 | 0 | 0 | 0 | 0 | 0.10179 | 0.031928
1992 | 234.6875 | 0 | 0 | 0 | 0 | 0 | 0 | 0.03915 | 0.03991
1992 | 234.6979 | 0 | 0 | 0 | 0 | 0 | 0 | 0.097875 | 0.011973
1992 | 234.7083 | 0 | 0 | 0 | 0 | 0 | 0 | 0.03132 | 0.035919
1992 | 234.7187 | 0 | 0 | 0 | 0 | 0 | 0 | 0.090045 | 0.023946
1992 | 234.7292 | 0 | 0 | 0 | 0 | 0 | 0 | 0.050895 | 0.019955
1992 | 234.7396 | 0 | 0 | 0 | 0 | 0 | 0 | 0.043065 | 0.027937
1992 | 234.75 | 0 | 0 | 0 | 0 | 0 | 0 | 0.043065 | 0.027937
1992 | 234.7604 | 0 | 0 | 0 | 0 | 0 | 0 | 0.03132 | 0.027937
1992 | 234.7708 | 0 | 0 | 0 | 0 | 0 | 0 | 0.066555 | 0.015964
1992 | 234.7812 | 0 | 0 | 0 | 0 | 0 | 0 | 0.00783 | 0.007982
1992 | 234.7917 | 0 | 0 | 0 | 0 | 0 | 0 | 0.07047 | 0.011973
1992 | 234.8021 | 0 | 0 | 0 | 0 | 0 | 0 | 0.035235 | 0.019955
1992 | 234.8125 | 0 | 0 | 0 | 0 | 0 | 0 | 0.05481 | 0.003991
1992 | 234.8229 | 0 | 0 | 0 | 0 | 0 | 0 | 0.00783 | 0.007982
1992 | 234.8333 | 0 | 0 | 0 | 0 | 0 | 0 | 0.019575 | -0.003991
1992 | 234.8437 | 0 | 0 | 0 | 0 | 0 | 0 | 0.00783 | 0.011973
1992 | 234.8542 | 0 | 0 | 0 | 0 | 0 | 0 | 0.019575 | 0
1992 | 234.8646 | 0 | 0 | 0 | 0 | 0 | 0 | -0.003915 | 0.003991
1992 | 234.875 | 0 | 0 | 0 | 0 | 0 | 0 | -0.027405 | 0.011973
1992 | 234.8854 | 0.02349 | 0 | 0 | 0 | 0 | 0 | 0.00783 | 0.007982
1992 | 234.8958 | 0 | 0 | 0 | 0 | 0 | 0 | 0.02349 | 0.011973
1992 | 234.9062 | 0 | 0 | 0 | 0 | 0 | 0 | 0.00783 | -0.003991
1992 | 234.9167 | 0 | 0 | 0 | 0 | 0 | 0 | 0.03132 | 0.007982
1992 | 234.9271 | 0.00783 | 0 | 0 | 0 | 0 | 0 | -0.01566 | 0.007982
1992 | 234.9375 | 0.00783 | 0 | 0 | 0 | 0 | 0 | 0.003915 | 0.007982
1992 | 234.9479 | 0 | 0 | 0 | 0 | 0 | 0 | 0.00783 | 0.003991
1992 | 234.9583 | 0.01566 | 0 | 0 | 0 | 0 | 0 | -0.003915 | 0
1992 | 234.9687 | 0.01566 | 0 | 0 | 0 | 0 | 0 | 0.00783 | 0.015964
1992 | 234.9792 | 0 | 0 | 0 | 0 | 0 | 0 | 0.03915 | 0.003991
1992 | 234.9896 | 0 | 0 | 0 | 0 | 0 | 0 | -0.011745 | 0.003991
1992 | 235 | 0 | 0 | 0 | 0 | 0 | 0 | 0.003915 | 0.007982
1992 | 235.0104 | 0 | 0 | 0 | 0 | 0 | 0 | -0.003915 | 0.011973
1992 | 235.0208 | 0 | 0 | 0 | 0 | 0 | 0 | -0.003915 | 0.011973
1992 | 235.0312 | 0 | 0 | 0 | 0 | 0 | 0 | 0.003915 | 0.011973
1992 | 235.0417 | 0 | 0 | 0 | 0 | 0 | 0 | 0.019575 | 0.007982
1992 | 235.0521 | 0 | 0 | 0 | 0 | 0 | 0 | 0.02349 | 0.011973
1992 | 235.0625 | 0 | 0 | 0 | 0 | 0 | 0 | 0.00783 | 0
1992 | 235.0729 | 0 | 0 | 0 | 0 | 0 | 0 | 0.02349 | 0.007982
1992 | 235.0833 | 0 | 0 | 0 | 0 | 0 | 0 | -0.011745 | 0.007982
1992 | 235.0937 | 0 | 0 | 0 | 0 | 0 | 0 | 0.01566 | 0
1992 | 235.1042 | 0 | 0 | 0 | 0 | 0 | 0 | 0.011745 | 0.007982
1992 | 235.1146 | 0 | 0 | 0 | 0 | 0 | 0 | -0.00783 | 0.003991
1992 | 235.125 | 0 | 0 | 0 | 0 | 0 | 0 | 0 | 0.007982
1992 | 235.1354 | 0.01566 | 0 | 0 | 0 | 0 | 0 | 0.00783 | 0.003991
1992 | 235.1458 | 0 | 0 | 0 | 0 | 0 | 0 | -0.003915 | 0.011973
1992 | 235.1562 | 0 | 0 | 0 | 0 | 0 | 0 | 0 | -0.003991
1992 | 235.1667 | 0 | 0 | 0 | 0 | 0 | 0 | 0.003915 | 0.007982
1992 | 235.1771 | 0 | 0 | 0 | 0 | 0 | 0 | 0.003915 | 0
1992 | 235.1875 | 0 | 0 | 0 | 0 | 0 | 0 | 0.019575 | 0.003991
1992 | 235.1979 | 0 | 0 | 0 | 0 | 0 | 0 | 0.003915 | 0
1992 | 235.2083 | 0.00783 | 0 | 0 | 0 | 0 | 0 | -0.003915 | 0.011973
1992 | 235.2187 | 0.01566 | 0 | 0 | 0 | 0 | 0 | 0.01566 | 0.003991
1992 | 235.2292 | 0 | 0 | 0 | 0 | 0 | 0 | 0.011745 | 0
1992 | 235.2396 | 0 | 0 | 0 | 0 | 0 | 0 | 0.019575 | 0.007982
1992 | 235.25 | 0 | 0 | 0 | 0 | 0 | 0 | -0.003915 | 0
1992 | 235.2604 | 0 | 0 | 0 | 0 | 0 | 0 | 0.003915 | 0.003991
1992 | 235.2708 | 0 | 0 | 0 | 0 | 0 | 0 | -0.00783 | 0.011973
1992 | 235.2812 | 0.01566 | 0 | 0 | 0 | 0 | 0 | -0.019575 | 0.007982
1992 | 235.2917 | 0.02349 | 0 | 0 | 0 | 0 | 0 | -0.003915 | 0.007982
1992 | 235.3021 | 0 | 0 | 0 | 0 | 0 | 0 | 0.003915 | 0.015964
1992 | 235.3125 | 0 | 0 | 0 | 0 | 0 | 0 | 0 | 0.007982
1992 | 235.3229 | 0 | 0 | 0 | 0 | 0 | 0 | 0 | 0.015964
1992 | 235.3333 | 0 | 0 | 0 | 0 | 0 | 0 | -0.003915 | 0.019955
1992 | 235.3437 | 0 | 0 | 0 | 0 | 0 | 0 | -0.00783 | 0
1992 | 235.3542 | 0 | 0 | 0 | 0 | 0 | 0 | 0.058725 | 0.019955
1992 | 235.3646 | 0 | 0 | 0 | 0 | 0 | 0 | -0.04698 | 0.019955
1992 | 235.375 | 0 | 0 | 0 | 0 | 0 | 0 | 0.05481 | 0.011973
1992 | 235.3854 | 0 | 0 | 0 | 0 | 0 | 0 | 0.03132 | 0.007982
1992 | 235.3958 | 0 | 0 | 0 | 0 | 0 | 0 | -0.00783 | 0.011973
1992 | 235.4062 | 0 | 0 | 0 | 0 | 0 | 0 | 0.050895 | 0.003991
1992 | 235.4167 | 0 | 0 | 0 | 0 | 0 | 0 | 0.066555 | 0.019955
1992 | 235.4271 | 0 | 0 | 0 | 0 | 0 | 0 | 0.003915 | 0.023946
1992 | 235.4375 | 0 | 0 | 0 | 0 | 0 | 0 | 0.11353 | -0.003991
1992 | 235.4479 | 0 | 0 | 0 | 0 | 0 | 0 | -0.03915 | 0.035919
1992 | 235.4583 | 0 | 0 | 0 | 0 | 0 | 0 | 0.19184 | 0
1992 | 235.4687 | 0 | 0 | 0 | 0 | 0 | 0 | 0.011745 | 0.027937
1992 | 235.4792 | 0 | 0 | 0 | 0 | 0 | 0 | 0.1057 | 0.03991
1992 | 235.4896 | 0 | 0 | 0 | 0 | 0 | 0 | 0.097875 | 0.019955
1992 | 235.5 | 0 | 0 | 0 | 0 | 0 | 0 | 0.074385 | 0.011973
1992 | 235.5104 | 0 | 0 | 0 | 0 | 0 | 0 | 0.12136 | 0.035919
1992 | 235.5208 | 0 | 0 | 0 | 0 | 0 | 0 | -0.003915 | 0.03991
1992 | 235.5312 | 0 | 0 | 0 | 0 | 0 | 0 | 0.13702 | 0.043901
1992 | 235.5417 | 0 | 0 | 0 | 0 | 0 | 0 | 0.01566 | 0.031928
1992 | 235.5521 | 0 | 0 | 0 | 0 | 0 | 0 | 0.14877 | 0.071838
1992 | 235.5625 | 0 | 0 | 0 | 0 | 0 | 0 | 0.0783 | 0.019955
1992 | 235.5729 | 0 | 0 | 0 | 0 | 0 | 0 | 0.06264 | 0.067847
1992 | 235.5833 | 0 | 0 | 0 | 0 | 0 | 0 | 0.082215 | 0.051883
1992 | 235.5937 | 0 | 0 | 0 | 0 | 0 | 0 | 0.090045 | 0.015964
1992 | 235.6042 | 0 | 0 | 0 | 0 | 0 | 0 | 0.090045 | 0.059865
1992 | 235.6146 | 0 | 0 | 0 | 0 | 0 | 0 | 0.10962 | 0.027937
1992 | 235.625 | 0 | 0 | 0 | 0 | 0 | 0 | 0.074385 | 0.059865
1992 | 235.6354 | 0 | 0 | 0 | 0 | 0 | 0 | 0.066555 | 0.035919
1992 | 235.6458 | 0 | 0 | 0 | 0 | 0 | 0 | 0.02349 | 0.007982
1992 | 235.6562 | 0 | 0 | 0 | 0 | 0 | 0 | 0.12528 | 0.055874
1992 | 235.6667 | 0 | 0 | 0 | 0 | 0 | 0 | 0.07047 | 0.035919
1992 | 235.6771 | 0 | 0 | 0 | 0 | 0 | 0 | 0.058725 | 0.031928
1992 | 235.6875 | 0 | 0 | 0 | 0 | 0 | 0 | 0.06264 | 0.015964
1992 | 235.6979 | 0 | 0 | 0 | 0 | 0 | 0 | 0.035235 | 0.035919
1992 | 235.7083 | 0 | 0 | 0 | 0 | 0 | 0 | 0.12136 | 0.047892
1992 | 235.7187 | 0 | 0 | 0 | 0 | 0 | 0 | -0.03915 | 0.011973
1992 | 235.7292 | 0 | 0 | 0 | 0 | 0 | 0 | 0.07047 | 0.027937
1992 | 235.7396 | 0 | 0 | 0 | 0 | 0 | 0 | 0.03132 | 0.015964
1992 | 235.75 | 0 | 0 | 0 | 0 | 0 | 0 | 0.066555 | 0.043901
1992 | 235.7604 | 0 | 0 | 0 | 0 | 0 | 0 | 0.050895 | -0.003991
1992 | 235.7708 | 0 | 0 | 0 | 0 | 0 | 0 | -0.00783 | 0.051883
1992 | 235.7812 | 0 | 0 | 0 | 0 | 0 | 0 | 0.14877 | 0.015964
1992 | 235.7917 | 0 | 0 | 0 | 0 | 0 | 0 | 0.02349 | 0.007982
1992 | 235.8021 | 0 | 0 | 0 | 0 | 0 | 0 | 0.06264 | 0.019955
1992 | 235.8125 | 0 | 0 | 0 | 0 | 0 | 0 | 0.074385 | 0.019955
1992 | 235.8229 | 0 | 0 | 0 | 0 | 0 | 0 | 0.01566 | 0.015964
1992 | 235.8333 | 0 | 0 | 0 | 0 | 0 | 0 | 0.00783 | 0.011973
1992 | 235.8437 | 0 | 0 | 0 | 0 | 0 | 0 | 0.011745 | 0.011973
1992 | 235.8542 | 0 | 0 | 0 | 0 | 0 | 0 | 0.050895 | 0.015964
1992 | 235.8646 | 0 | 0 | 0 | 0 | 0 | 0 | 0.01566 | 0.007982
1992 | 235.875 | 0 | 0 | 0 | 0 | 0 | 0 | -0.01566 | 0.007982
1992 | 235.8854 | 0 | 0 | 0 | 0 | 0 | 0 | 0.027405 | 0.007982
1992 | 235.8958 | 0 | 0 | 0 | 0 | 0 | 0 | 0.011745 | 0.011973
1992 | 235.9062 | 0 | 0 | 0 | 0 | 0 | 0 | 0.003915 | 0.011973
1992 | 235.9167 | 0 | 0 | 0 | 0 | 0 | 0 | -0.00783 | 0.011973
1992 | 235.9271 | 0 | 0 | 0 | 0 | 0 | 0 | 0.019575 | 0.003991
1992 | 235.9375 | 0 | 0 | 0 | 0 | 0 | 0 | -0.03132 | 0.007982
1992 | 235.9479 | 0 | 0 | 0 | 0 | 0 | 0 | 0.03915 | 0.011973
1992 | 235.9583 | 0 | 0 | 0 | 0 | 0 | 0 | 0 | 0.007982
1992 | 235.9687 | 0 | 0 | 0 | 0 | 0 | 0 | 0.03915 | 0.015964
1992 | 235.9792 | 0 | 0 | 0 | 0 | 0 | 0 | 0.00783 | 0.003991
1992 | 235.9896 | 0 | 0 | 0 | 0 | 0 | 0 | -0.00783 | 0
1992 | 236 | 0.01566 | 0 | 0 | 0 | 0 | 0 | 0.003915 | 0.007982
1992 | 236.0104 | 0 | 0 | 0 | 0 | 0 | 0 | 0.003915 | 0.003991
1992 | 236.0208 | 0 | 0 | 0 | 0 | 0 | 0 | 0.011745 | 0.003991
1992 | 236.0312 | 0 | 0 | 0 | 0 | 0 | 0 | 0.011745 | 0.007982
1992 | 236.0417 | 0.01566 | 0 | 0 | 0 | 0 | 0 | 0 | 0.007982
1992 | 236.0521 | 0 | 0 | 0 | 0 | 0 | 0 | -0.019575 | 0.011973
1992 | 236.0625 | 0 | 0 | 0 | 0 | 0 | 0 | -0.011745 | 0
1992 | 236.0729 | 0.02349 | 0 | 0 | 0 | 0 | 0 | 1.1369e-13 | 0.007982
1992 | 236.0833 | 0.00783 | 0 | 0 | 0 | 0 | 0 | 0 | 0.015964
1992 | 236.0937 | 0.00783 | 0 | 0 | 0 | 0 | 0 | 0.003915 | 0.007982
1992 | 236.1042 | 0 | 0 | 0 | 0 | 0 | 0 | -0.011745 | 0.007982
1992 | 236.1146 | 0.00783 | 0 | 0 | 0 | 0 | 0 | -0.003915 | 0.015964
1992 | 236.125 | 0 | 0 | 0 | 0 | 0 | 0 | 0.027405 | 0.003991
1992 | 236.1354 | 0 | 0 | 0 | 0 | 0 | 0 | 0.003915 | -5.6843e-14
1992 | 236.1458 | 0 | 0 | 0 | 0 | 0 | 0 | 0.00783 | 0.011973
1992 | 236.1562 | 0.03132 | 0 | 0 | 0 | 0 | 0 | -0.00783 | 0.015964
1992 | 236.1667 | 0 | 0 | 0 | 0 | 0 | 0 | -0.01566 | -0.003991
1992 | 236.1771 | 0 | 0 | 0 | 0 | 0 | 0 | 0.035235 | 0.003991
1992 | 236.1875 | 0 | 0 | 0 | 0 | 0 | 0 | 0.02349 | 0.015964
1992 | 236.1979 | 0 | 0 | 0 | 0 | 0 | 0 | 0.027405 | 0
1992 | 236.2083 | 0 | 0 | 0 | 0 | 0 | 0 | 0.003915 | 0.003991
1992 | 236.2187 | 0 | 0 | 0 | 0 | 0 | 0 | 0.019575 | 0.007982
1992 | 236.2292 | 0 | 0 | 0 | 0 | 0 | 0 | -0.03132 | -5.6843e-14
1992 | 236.2396 | 0 | 0 | 0 | 0 | 0 | 0 | 0.003915 | 0.007982
1992 | 236.25 | 0.02349 | 0 | 0 | 0 | 0 | 0 | -0.003915 | 5.6843e-14
1992 | 236.2604 | 0 | 0 | 0 | 0 | 0 | 0 | 0.035235 | 0.011973
1992 | 236.2708 | 0 | 0 | 0 | 0 | 0 | 0 | -0.00783 | 0.003991
1992 | 236.2812 | 0 | 0 | 0 | 0 | 0 | 0 | -0.03132 | 0.007982
1992 | 236.2917 | 0 | 0 | 0 | 0 | 0 | 0 | 0.01566 | 0
1992 | 236.3021 | 0 | 0 | 0 | 0 | 0 | 0 | 0.003915 | 0.007982
1992 | 236.3125 | 0.01566 | 0 | 0 | 0 | 0 | 0 | -0.01566 | 0.007982
1992 | 236.3229 | 0.01566 | 0 | 0 | 0 | 0 | 0 | 0.003915 | 0.011973
1992 | 236.3333 | 0.01566 | 0 | 0 | 0 | 0 | 0 | 0.011745 | 0.003991
1992 | 236.3437 | 0.00783 | 0 | 0 | 0 | 0 | 0 | -0.035235 | 0.023946
1992 | 236.3542 | 0 | 0 | 0 | 0 | 0 | 0 | -0.02349 | -0.003991
1992 | 236.3646 | 0 | 0 | 0 | 0 | 0 | 0 | -0.06264 | 0.035919
1992 | 236.375 | 0 | 0 | 0 | 0 | 0 | 0 | 0.09396 | -0.015964
1992 | 236.3854 | 0 | 0 | 0 | 0 | 0 | 0 | -0.011745 | 0.023946
1992 | 236.3958 | 0 | 0 | 0 | 0 | 0 | 0 | 0.019575 | 0.023946
1992 | 236.4062 | 0 | 0 | 0 | 0 | 0 | 0 | 0.03132 | 0.023946
1992 | 236.4167 | 0 | 0 | 0 | 0 | 0 | 0 | 0.10962 | -0.003991
1992 | 236.4271 | 0 | 0 | 0 | 0 | 0 | 0 | 0.097875 | 0
1992 | 236.4375 | 0 | 0 | 0 | 0 | 0 | 0 | 0.066555 | 0.023946
1992 | 236.4479 | 0 | 0 | 0 | 0 | 0 | 0 | 0.14094 | 0.007982
1992 | 236.4583 | 0 | 0 | 0 | 0 | 0 | 0 | 0.03132 | 0.023946
1992 | 236.4687 | 0 | 0 | 0 | 0 | 0 | 0 | 0.074385 | 0.023946
1992 | 236.4792 | 0 | 0 | 0 | 0 | 0 | 0 | 0.1057 | 0.003991
1992 | 236.4896 | 0 | 0 | 0 | 0 | 0 | 0 | 0.00783 | 0.023946
1992 | 236.5 | 0 | 0 | 0 | 0 | 0 | 0 | 0.11353 | 0.035919
1992 | 236.5104 | 0 | 0 | 0 | 0 | 0 | 0 | 0.05481 | 0.011973
1992 | 236.5208 | 0 | 0 | 0 | 0 | 0 | 0 | 0.10179 | 0.035919
1992 | 236.5312 | 0 | 0 | 0 | 0 | 0 | 0 | 0.074385 | 0.031928
1992 | 236.5417 | 0 | 0 | 0 | 0 | 0 | 0 | 0.10571 | 0.031928
1992 | 236.5521 | 0 | 0 | 0 | 0 | 0 | 0 | 0.03132 | 0.043901
1992 | 236.5625 | 0 | 0 | 0 | 0 | 0 | 0 | 0.08613 | 0.03991
1992 | 236.5729 | 0 | 0 | 0 | 0 | 0 | 0 | 0.10179 | 0.023946
1992 | 236.5833 | 0 | 0 | 0 | 0 | 0 | 0 | 0.10179 | 0.031928
1992 | 236.5937 | 0 | 0 | 0 | 0 | 0 | 0 | 0.019575 | 0.027937
1992 | 236.6042 | 0 | 0 | 0 | 0 | 0 | 0 | 0.043065 | 0.047892
1992 | 236.6146 | 0 | 0 | 0 | 0 | 0 | 0 | 0.13702 | 0.031928
1992 | 236.625 | 0 | 0 | 0 | 0 | 0 | 0 | 0.082215 | 0.019955
1992 | 236.6354 | 0 | 0 | 0 | 0 | 0 | 0 | 0.074385 | 0.031928
1992 | 236.6458 | 0 | 0 | 0 | 0 | 0 | 0 | 0.01566 | 0.03991
1992 | 236.6562 | 0 | 0 | 0 | 0 | 0 | 0 | 0.10179 | 0.027937
1992 | 236.6667 | 0 | 0 | 0 | 0 | 0 | 0 | 0.02349 | 0.031928
1992 | 236.6771 | 0 | 0 | 0 | 0 | 0 | 0 | 0.12528 | 0.019955
1992 | 236.6875 | 0 | 0 | 0 | 0 | 0 | 0 | -0.03132 | 0.019955
1992 | 236.6979 | 0 | 0 | 0 | 0 | 0 | 0 | 0.14877 | 0.023946
1992 | 236.7083 | 0 | 0 | 0 | 0 | 0 | 0 | 0.043065 | 0.035919
1992 | 236.7187 | 0 | 0 | 0 | 0 | 0 | 0 | -0.01566 | 0.015964
1992 | 236.7292 | 0 | 0 | 0 | 0 | 0 | 0 | 0.09396 | 0.015964
1992 | 236.7396 | 0 | 0 | 0 | 0 | 0 | 0 | 0.035235 | 0.043901
1992 | 236.75 | 0 | 0 | 0 | 0 | 0 | 0 | 0.019575 | -0.003991
1992 | 236.7604 | 0 | 0 | 0 | 0 | 0 | 0 | 0.050895 | 0.027937
1992 | 236.7708 | 0 | 0 | 0 | 0 | 0 | 0 | 0.05481 | 0.019955
1992 | 236.7812 | 0 | 0 | 0 | 0 | 0 | 0 | 0.03132 | 0.007982
1992 | 236.7917 | 0 | 0 | 0 | 0 | 0 | 0 | 0.0783 | 0.019955
1992 | 236.8021 | 0 | 0 | 0 | 0 | 0 | 0 | 0.035235 | 0.015964
1992 | 236.8125 | 0 | 0 | 0 | 0 | 0 | 0 | 0.019575 | -0.007982
1992 | 236.8229 | 0 | 0 | 0 | 0 | 0 | 0 | 0.06264 | 0.015964
1992 | 236.8333 | 0 | 0 | 0 | 0 | 0 | 0 | 0.01566 | 0.007982
1992 | 236.8437 | 0 | 0 | 0 | 0 | 0 | 0 | 0.011745 | 0.015964
1992 | 236.8542 | 0 | 0 | 0 | 0 | 0 | 0 | 0.00783 | 0.003991
1992 | 236.8646 | 0 | 0 | 0 | 0 | 0 | 0 | 0 | 0.011973
1992 | 236.875 | 0 | 0 | 0 | 0 | 0 | 0 | -0.01566 | 0.007982
1992 | 236.8854 | 0 | 0 | 0 | 0 | 0 | 0 | 0.043065 | 0.003991
1992 | 236.8958 | 0 | 0 | 0 | 0 | 0 | 0 | 0.00783 | 0.003991
1992 | 236.9062 | 0.06264 | 0 | 0 | 0 | 0 | 0 | 0.02349 | 0.019955
1992 | 236.9167 | 0 | 0 | 0 | 0 | 0 | 0 | 0.05481 | -0.007982
1992 | 236.9271 | 0 | 0 | 0 | 0 | 0 | 0 | 0.035235 | 0.007982
1992 | 236.9375 | 0 | 0 | 0 | 0 | 0 | 0 | 0.003915 | -0.007982
1992 | 236.9479 | 0 | 0 | 0 | 0 | 0 | 0 | -0.011745 | 0.003991
1992 | 236.9583 | 0.03915 | 0 | 0 | 0 | 0 | 0 | -0.003915 | 0.007982
1992 | 236.9687 | 0 | 0 | 0 | 0 | 0 | 0 | 0.003915 | 0.011973
1992 | 236.9792 | 0 | 0 | 0 | 0 | 0 | 0 | -0.00783 | 0.003991
1992 | 236.9896 | 0.03132 | 0 | 0 | 0 | 0 | 0 | -0.003915 | 0.011973
1992 | 237 | 0 | 0 | 0 | 0 | 0 | 0 | -0.00783 | 0.015964
1992 | 237.0104 | 0 | 0 | 0 | 0 | 0 | 0 | -0.003915 | 0.015964
1992 | 237.0208 | 0 | 0 | 0 | 0 | 0 | 0 | 0.019575 | 0.003991
1992 | 237.0312 | 0 | 0 | 0 | 0 | 0 | 0 | 0.01566 | 0.011973
1992 | 237.0417 | 0 | 0 | 0 | 0 | 0 | 0 | 0.027405 | 0
1992 | 237.0521 | 0 | 0 | 0 | 0 | 0 | 0 | -0.01566 | 0.007982
1992 | 237.0625 | 0 | 0 | 0 | 0 | 0 | 0 | 0 | 0.011973
1992 | 237.0729 | 0 | 0 | 0 | 0 | 0 | 0 | -0.01566 | 0.023946
1992 | 237.0833 | 0 | 0 | 0 | 0 | 0 | 0 | 0.019575 | 0
1992 | 237.0937 | 0 | 0 | 0 | 0 | 0 | 0 | 0 | 0.011973
1992 | 237.1042 | 0 | 0 | 0 | 0 | 0 | 0 | 0.04698 | 0
1992 | 237.1146 | 0 | 0 | 0 | 0 | 0 | 0 | 0.003915 | 0.007982
1992 | 237.125 | 0 | 0 | 0 | 0 | 0 | 0 | 0.035235 | 0
1992 | 237.1354 | 0 | 0 | 0 | 0 | 0 | 0 | -0.003915 | 0.003991
1992 | 237.1458 | 0 | 0 | 0 | 0 | 0 | 0 | -0.003915 | 0.007982
1992 | 237.1562 | 0 | 0 | 0 | 0 | 0 | 0 | 0.011745 | 0.003991
1992 | 237.1667 | 0 | 0 | 0 | 0 | 0 | 0 | 0 | 0
1992 | 237.1771 | 0.01566 | 0 | 0 | 0 | 0 | 0 | -0.003915 | 0.007982
1992 | 237.1875 | 0.00783 | 0 | 0 | 0 | 0 | 0 | 0 | 0.003991
1992 | 237.1979 | 0 | 0 | 0 | 0 | 0 | 0 | 0 | 0.003991
1992 | 237.2083 | 0 | 0 | 0 | 0 | 0 | 0 | 0.01566 | 0
1992 | 237.2187 | 0 | 0 | 0 | 0 | 0 | 0 | -0.003915 | 0
1992 | 237.2292 | 0.01566 | 0 | 0 | 0 | 0 | 0 | -0.003915 | 0.003991
1992 | 237.2396 | 0 | 0 | 0 | 0 | 0 | 0 | 0.003915 | 0.007982
1992 | 237.25 | 0 | 0 | 0 | 0 | 0 | 0 | -0.01566 | 0.003991
1992 | 237.2604 | 0 | 0 | 0 | 0 | 0 | 0 | 0.00783 | 0.007982
1992 | 237.2708 | 0 | 0 | 0 | 0 | 0 | 0 | 0.003915 | -0.003991
1992 | 237.2812 | 0.02349 | 0 | 0 | 0 | 0 | 0 | -0.00783 | 0.007982
1992 | 237.2917 | 0.03915 | 0 | 0 | 0 | 0 | 0 | 0 | 0.011973
1992 | 237.3021 | 0.03132 | 0 | 0 | 0 | 0 | 0 | 1.1369e-13 | 0.007982
1992 | 237.3125 | 0.03132 | 0 | 0 | 0 | 0 | 0 | -0.003915 | 0.007982
1992 | 237.3229 | 0 | 0 | 0 | 0 | 0 | 0 | -0.00783 | 0.007982
1992 | 237.3333 | 0 | 0 | 0 | 0 | 0 | 0 | 0.011745 | 0.023946
1992 | 237.3437 | 0.07047 | 0 | 0 | 0 | 0 | 0 | -0.003915 | 0.007982
1992 | 237.3542 | 0 | 0 | 0 | 0 | 0 | 0 | 0.011745 | 0
1992 | 237.3646 | 0.03132 | 0 | 0 | 0 | 0 | 0 | -0.06264 | 0.003991
1992 | 237.375 | 0 | 0 | 0 | 0 | 0 | 0 | 0.11353 | 0.003991
1992 | 237.3854 | 0 | 0 | 0 | 0 | 0 | 0 | 0.01566 | -0.003991
1992 | 237.3958 | 0 | 0 | 0 | 0 | 0 | 0 | 0.12528 | 0.015964
1992 | 237.4062 | 0 | 0 | 0 | 0 | 0 | 0 | 0.02349 | 0.003991
1992 | 237.4167 | 0 | 0 | 0 | 0 | 0 | 0 | 0.003915 | 0.015964
1992 | 237.4271 | 0.05481 | 0 | 0 | 0 | 0 | 0 | 0.03915 | 0.011973
1992 | 237.4375 | 0.03132 | 0 | 0 | 0 | 0 | 0 | 0.082215 | 0.003991
1992 | 237.4479 | 0 | 0 | 0 | 0 | 0 | 0 | 0.058725 | 0.007982
1992 | 237.4583 | 0 | 0 | 0 | 0 | 0 | 0 | 0.04698 | 0.023946
1992 | 237.4687 | 0 | 0 | 0 | 0 | 0 | 0 | 0.0783 | 0.015964
1992 | 237.4792 | 0 | 0 | 0 | 0 | 0 | 0 | 0.00783 | 0.003991
1992 | 237.4896 | 0 | 0 | 0 | 0 | 0 | 0 | 0.11745 | 0.003991
1992 | 237.5 | 0 | 0 | 0 | 0 | 0 | 0 | 0.09396 | 0.019955
1992 | 237.5104 | 0 | 0 | 0 | 0 | 0 | 0 | 0.02349 | 0.03991
1992 | 237.5208 | 0 | 0 | 0 | 0 | 0 | 0 | 0.04698 | 0
1992 | 237.5312 | 0 | 0 | 0 | 0 | 0 | 0 | 0.16052 | 0.03991
1992 | 237.5417 | 0 | 0 | 0 | 0 | 0 | 0 | 0.10962 | 0.043901
1992 | 237.5521 | 0 | 0 | 0 | 0 | 0 | 0 | 0.097875 | 0.007982
1992 | 237.5625 | 0 | 0 | 0 | 0 | 0 | 0 | -0.011745 | 0.031928
1992 | 237.5729 | 0 | 0 | 0 | 0 | 0 | 0 | 0.12136 | 0.019955
1992 | 237.5833 | 0 | 0 | 0 | 0 | 0 | 0 | 0.043065 | 0.047892
1992 | 237.5937 | 0 | 0 | 0 | 0 | 0 | 0 | 0.027405 | 0.015964
1992 | 237.6042 | 0 | 0 | 0 | 0 | 0 | 0 | 0.082215 | 0.035919
1992 | 237.6146 | 0 | 0 | 0 | 0 | 0 | 0 | 0.00783 | -0.007982
1992 | 237.625 | 0 | 0 | 0 | 0 | 0 | 0 | 0.1566 | 0.055874
1992 | 237.6354 | 0 | 0 | 0 | 0 | 0 | 0 | -0.03132 | 0.007982
1992 | 237.6458 | 0 | 0 | 0 | 0 | 0 | 0 | 0.12136 | 0.043901
1992 | 237.6562 | 0 | 0 | 0 | 0 | 0 | 0 | 0.03915 | 0.031928
1992 | 237.6667 | 0 | 0 | 0 | 0 | 0 | 0 | 0.043065 | 0.003991
1992 | 237.6771 | 0 | 0 | 0 | 0 | 0 | 0 | 0.00783 | 0.027937
1992 | 237.6875 | 0 | 0 | 0 | 0 | 0 | 0 | 0.10571 | -0.003991
1992 | 237.6979 | 0 | 0 | 0 | 0 | 0 | 0 | 0 | 0.051883
1992 | 237.7083 | 0 | 0 | 0 | 0 | 0 | 0 | 0.0783 | 0.003991
1992 | 237.7187 | 0 | 0 | 0 | 0 | 0 | 0 | 0.00783 | 0.027937
1992 | 237.7292 | 0 | 0 | 0 | 0 | 0 | 0 | -0.00783 | 0.011973
1992 | 237.7396 | 0 | 0 | 0 | 0 | 0 | 0 | 0.11353 | 0.03991
1992 | 237.75 | 0 | 0 | 0 | 0 | 0 | 0 | 0.04698 | 0.011973
1992 | 237.7604 | 0 | 0 | 0 | 0 | 0 | 0 | -0.02349 | 0.003991
1992 | 237.7708 | 0 | 0 | 0 | 0 | 0 | 0 | 0.11745 | 0.007982
1992 | 237.7812 | 0 | 0 | 0 | 0 | 0 | 0 | -0.043065 | 0.043901
1992 | 237.7917 | 0 | 0 | 0 | 0 | 0 | 0 | 0.027405 | 0.003991
1992 | 237.8021 | 0 | 0 | 0 | 0 | 0 | 0 | 0.035235 | -0.003991
1992 | 237.8125 | 0 | 0 | 0 | 0 | 0 | 0 | 0.04698 | 0.003991
1992 | 237.8229 | 0 | 0 | 0 | 0 | 0 | 0 | 0.082215 | 0.003991
1992 | 237.8333 | 0 | 0 | 0 | 0 | 0 | 0 | 0.035235 | 0.007982
1992 | 237.8437 | 0 | 0 | 0 | 0 | 0 | 0 | 0.02349 | 0.003991
1992 | 237.8542 | 0 | 0 | 0 | 0 | 0 | 0 | 0.019575 | 0.003991
1992 | 237.8646 | 0 | 0 | 0 | 0 | 0 | 0 | 0.003915 | 0.007982
1992 | 237.875 | 0 | 0 | 0 | 0 | 0 | 0 | 0.01566 | 0
1992 | 237.8854 | 0 | 0 | 0 | 0 | 0 | 0 | 0.011745 | 0.003991
1992 | 237.8958 | 0 | 0 | 0 | 0 | 0 | 0 | 0.01566 | 0.003991
1992 | 237.9062 | 0 | 0 | 0.08613 | 0 | 0 | 0 | -0.019575 | 0.011973
1992 | 237.9167 | 0 | 0 | 0 | 0 | 0 | 0 | 0.06264 | 0.007982
1992 | 237.9271 | 0 | 0 | 0 | 0 | 0 | 0 | 0.05481 | 0
1992 | 237.9375 | 0 | 0 | 0 | 0 | 0 | 0 | 0.01566 | 0.003991
1992 | 237.9479 | 0 | 0 | 0 | 0 | 0 | 0 | 0.00783 | 0.003991
1992 | 237.9583 | 0 | 0 | 0.16443 | 0 | 0 | 0 | -0.01566 | 0.007982
1992 | 237.9687 | 0 | 0 | 0 | 0 | 0 | 0 | 0.01566 | -0.011973
1992 | 237.9792 | 0 | 0 | 0.10962 | 0 | 0 | 0 | 0.03915 | 0.043901
1992 | 237.9896 | 0 | 0 | 2.858 | 2.7857 | 0 | 0 | 0 | 0.007982
1992 | 238 | 0 | 0 | 4.8468 | 4.861 | 0 | 0 | 0 | 5.6843e-14
1992 | 238.0104 | 0 | 0 | 6.632 | 7.08 | 0 | 0 | -1.1369e-13 | 1.7053e-13
1992 | 238.0208 | 0 | 0 | 3.5157 | 3.6478 | 0 | 0 | 0 | -5.6843e-14
1992 | 238.0312 | 0 | 0 | 0.88479 | 0.87004 | 0 | 0 | 1.1369e-13 | 0
1992 | 238.0417 | 0 | 0 | 3.0145 | 3.1928 | 0 | 0 | 0 | -5.6843e-14
1992 | 238.0521 | 0 | 0 | 2.3803 | 2.666 | 0 | 0 | 0.01566 | 1.1369e-13
1992 | 238.0625 | 0 | 0 | 0 | 0.031928 | 0 | 0 | -0.00783 | 0
1992 | 238.0729 | 0 | 0 | 0.11745 | 0.10377 | 0 | 0 | 2.2737e-13 | 0.007982
1992 | 238.0833 | 0 | 0 | 0.09396 | 0.10377 | 0 | 0 | 2.2737e-13 | 0
1992 | 238.0937 | 0 | 0 | 0.43065 | 0.43103 | 0 | 0 | 0 | 0
1992 | 238.1042 | 0 | 0 | 0.25839 | 0.27139 | 0 | 0 | 1.1369e-13 | 0
1992 | 238.1146 | 0 | 0 | 0.05481 | 0.023946 | 0 | 0 | 0.00783 | 0.007982
1992 | 238.125 | 0 | 0 | 0.06264 | 0.023946 | 0 | 0 | 0.00783 | 0.007982
1992 | 238.1354 | 0 | 0 | 0.07047 | 0.007982 | 0 | 0 | 0.058725 | 0.035919
1992 | 238.1458 | 0 | 0 | 0 | 0 | 0 | 0 | 0.04698 | 0.015964
1992 | 238.1562 | 0 | 0 | 0 | 0 | 0 | 0 | 0.06264 | 0.023946
1992 | 238.1667 | 0 | 0 | 0 | 0 | 0 | 0 | 0.03132 | 0.019955
1992 | 238.1771 | 0 | 0 | 0 | 0 | 0 | 0 | 0.003915 | 0.011973
1992 | 238.1875 | 0 | 0 | 0 | 0 | 0 | 0 | 0 | 0.003991
1992 | 238.1979 | 0 | 0 | 0 | 0 | 0 | 0 | 0.01566 | 0.023946
1992 | 238.2083 | 0 | 0 | 0 | 0 | 0 | 0 | 0.027405 | 0.019955
1992 | 238.2187 | 0 | 0 | 0 | 0 | 0 | 0 | 0.035235 | 0.015964
1992 | 238.2292 | 0 | 0 | 0 | 0 | 0 | 0 | -0.02349 | 0.003991
1992 | 238.2396 | 0 | 0 | 0 | 0 | 0 | 0 | 0.02349 | 0.019955
1992 | 238.25 | 0 | 0 | 0 | 0 | 0 | 0 | 0.02349 | 0.023946
1992 | 238.2604 | 0 | 0 | 0 | 0 | 0 | 0 | 0.027405 | 0.015964
1992 | 238.2708 | 0 | 0 | 0 | 0 | 0 | 0 | 0.00783 | 0.023946
1992 | 238.2812 | 0 | 0 | 0 | 0 | 0 | 0 | -0.00783 | 0.031928
1992 | 238.2917 | 0 | 0 | 0 | 0 | 0 | 0 | 0.01566 | 0.023946
1992 | 238.3021 | 0 | 0 | 0 | 0 | 0 | 0 | 0.02349 | 0.015964
1992 | 238.3125 | 0 | 0 | 0 | 0 | 0 | 0 | 0.003915 | 0.031928
1992 | 238.3229 | 0 | 0 | 0 | 0 | 0 | 0 | 0.01566 | 0.03991
1992 | 238.3333 | 0 | 0 | 0 | 0 | 0 | 0 | 0.03915 | 0.055874
1992 | 238.3437 | 0 | 0 | 0 | 0 | 0 | 0 | 0.02349 | 0.051883
1992 | 238.3542 | 0 | 0 | 0 | 0 | 0 | 0 | 0.03915 | 0.035919
1992 | 238.3646 | 0 | 0 | 0 | 0 | 0 | 0 | 0.04698 | 0.067847
1992 | 238.375 | 0 | 0 | 0 | 0 | 0 | 0 | 0.02349 | 0.019955
1992 | 238.3854 | 0 | 0 | 0 | 0 | 0 | 0 | 0.03915 | 0.047892
1992 | 238.3958 | 0 | 0 | 0 | 0 | 0 | 0 | 0.05481 | 0.059865
1992 | 238.4062 | 0 | 0 | 0 | 0 | 0 | 0 | 0.066555 | 0.063856
1992 | 238.4167 | 0 | 0 | 0 | 0 | 0 | 0 | 0.050895 | 0.059865
1992 | 238.4271 | 0 | 0 | 0 | 0 | 0 | 0 | 0.066555 | 0.067847
1992 | 238.4375 | 0 | 0 | 0 | 0 | 0 | 0 | 0.090045 | 0.075829
1992 | 238.4479 | 0 | 0 | 0 | 0 | 0 | 0 | 0.04698 | 0.035919
1992 | 238.4583 | 0 | 0 | 0 | 0 | 0 | 0 | 0.09396 | 0.055874
1992 | 238.4687 | 0 | 0 | 0 | 0 | 0 | 0 | 0.0783 | 0.071838
1992 | 238.4792 | 0 | 0 | 0 | 0 | 0 | 0 | 0.10179 | 0.059865
1992 | 238.4896 | 0 | 0 | 0 | 0 | 0 | 0 | 0.09396 | 0.047892
1992 | 238.5 | 0 | 0 | 0 | 0 | 0 | 0 | 0.12528 | 0.067847
1992 | 238.5104 | 0 | 0 | 0 | 0 | 0 | 0 | 0.1057 | 0.043901
1992 | 238.5208 | 0 | 0 | 0 | 0 | 0 | 0 | 0.12136 | 0.063856
1992 | 238.5312 | 0 | 0 | 0 | 0 | 0 | 0 | 0.08613 | 0.023946
1992 | 238.5417 | 0 | 0 | 0 | 0 | 0 | 0 | 0.14877 | 0.055874
1992 | 238.5521 | 0 | 0 | 0 | 0 | 0 | 0 | 0.12528 | 0.047892
1992 | 238.5625 | 0 | 0 | 0 | 0 | 0 | 0 | 0.1292 | 0.043901
1992 | 238.5729 | 0 | 0 | 0 | 0 | 0 | 0 | 0.13702 | 0.043901
1992 | 238.5833 | 0 | 0 | 0 | 0 | 0 | 0 | 0.12528 | 0.027937
1992 | 238.5937 | 0 | 0 | 0 | 0 | 0 | 0 | 0.12528 | 0.023946
1992 | 238.6042 | 0 | 0 | 0 | 0 | 0 | 0 | 0.12919 | 0.023946
1992 | 238.6146 | 0 | 0 | 0 | 0 | 0 | 0 | 0.10179 | 0.027937
1992 | 238.625 | 0 | 0 | 0 | 0 | 0 | 0 | 0.1292 | 0.035919
1992 | 238.6354 | 0 | 0 | 0 | 0 | 0 | 0 | 0.12136 | 0.023946
1992 | 238.6458 | 0 | 0 | 0 | 0 | 0 | 0 | 0.11745 | 0.03991
1992 | 238.6562 | 0 | 0 | 0 | 0 | 0 | 0 | 0.1292 | 0.03991
1992 | 238.6667 | 0 | 0 | 0 | 0 | 0 | 0 | 0.090045 | 0.011973
1992 | 238.6771 | 0 | 0 | 0 | 0 | 0 | 0 | 0.10962 | 0.027937
1992 | 238.6875 | 0 | 0 | 0 | 0 | 0 | 0 | 0.0783 | 0.035919
1992 | 238.6979 | 0 | 0 | 0 | 0 | 0 | 0 | 0.07047 | 0.007982
1992 | 238.7083 | 0 | 0 | 0 | 0 | 0 | 0 | 0.0783 | 0.023946
1992 | 238.7187 | 0 | 0 | 0 | 0 | 0 | 0 | 0.066555 | 0.023946
1992 | 238.7292 | 0 | 0 | 0 | 0 | 0 | 0 | 0.066555 | 0.019955
1992 | 238.7396 | 0 | 0 | 0 | 0 | 0 | 0 | 0.058725 | 0.011973
1992 | 238.75 | 0 | 0 | 0 | 0 | 0 | 0 | 0.066555 | 0.019955
1992 | 238.7604 | 0 | 0 | 0 | 0 | 0 | 0 | 0.050895 | 0.015964
1992 | 238.7708 | 0 | 0 | 0 | 0 | 0 | 0 | 0.035235 | 0.015964
1992 | 238.7812 | 0 | 0 | 0 | 0 | 0 | 0 | 0.05481 | 0.019955
1992 | 238.7917 | 0 | 0 | 0 | 0 | 0 | 0 | 0.03132 | 0.007982
1992 | 238.8021 | 0 | 0 | 0 | 0 | 0 | 0 | 0.04698 | 0.019955
1992 | 238.8125 | 0 | 0 | 0 | 0 | 0 | 0 | 0.027405 | 0.011973
1992 | 238.8229 | 0 | 0 | 0 | 0 | 0 | 0 | 0.019575 | -0.003991
1992 | 238.8333 | 0 | 0 | 0 | 0 | 0 | 0 | 0.03132 | 0.011973
1992 | 238.8437 | 0 | 0 | 0 | 0 | 0 | 0 | 0.019575 | -0.003991
1992 | 238.8542 | 0 | 0 | 0 | 0 | 0 | 0 | 0.01566 | 0.007982
1992 | 238.8646 | 0 | 0 | 0 | 0 | 0 | 0 | 0.019575 | 0.011973
1992 | 238.875 | 0 | 0 | 0 | 0 | 0 | 0 | 0.01566 | -0.007982
1992 | 238.8854 | 0 | 0 | 0 | 0 | 0 | 0 | 0.00783 | 0.007982
1992 | 238.8958 | 0 | 0 | 0 | 0 | 0 | 0 | 0.011745 | 0.007982
1992 | 238.9062 | 0 | 0 | 0 | 0 | 0 | 0 | 0.019575 | 0
1992 | 238.9167 | 0 | 0 | 0 | 0 | 0 | 0 | 0.00783 | 0.019955
1992 | 238.9271 | 0 | 0 | 0 | 0 | 0 | 0 | 0.019575 | -0.011973
1992 | 238.9375 | 0 | 0 | 0 | 0 | 0 | 0 | 0 | 0.007982
1992 | 238.9479 | 0 | 0 | 0 | 0 | 0 | 0 | 0.01566 | 0
1992 | 238.9583 | 0 | 0 | 0 | 0 | 0 | 0 | 0.00783 | 0.007982
1992 | 238.9687 | 0 | 0 | 0 | 0 | 0 | 0 | 0.011745 | 0.007982
1992 | 238.9792 | 0 | 0 | 0 | 0 | 0 | 0 | 0.011745 | 0
1992 | 238.9896 | 0 | 0 | 0 | 0 | 0 | 0 | 0 | 0.003991
1992 | 239 | 0 | 0 | 0 | 0 | 0 | 0 | 0.019575 | 0.011973
1992 | 239.0104 | 0 | 0 | 0 | 0 | 0 | 0 | 0.011745 | 0
1992 | 239.0208 | 0 | 0 | 0 | 0 | 0 | 0 | 0 | 0.003991
1992 | 239.0312 | 0 | 0 | 0 | 0 | 0 | 0 | 0.011745 | 0
1992 | 239.0417 | 0 | 0 | 0 | 0 | 0 | 0 | 0.011745 | 0.007982
1992 | 239.0521 | 0 | 0 | 0 | 0 | 0 | 0 | 0.003915 | 0.007982
1992 | 239.0625 | 0 | 0 | 0 | 0 | 0 | 0 | 0.003915 | 0.007982
1992 | 239.0729 | 0 | 0 | 0 | 0 | 0 | 0 | 0.019575 | 0.003991
1992 | 239.0833 | 0 | 0 | 0 | 0 | 0 | 0 | 0.011745 | 0.003991
1992 | 239.0937 | 0 | 0 | 0 | 0 | 0 | 0 | 0.003915 | 0.007982
1992 | 239.1042 | 0 | 0 | 0 | 0 | 0 | 0 | 0.00783 | 0.003991
1992 | 239.1146 | 0 | 0 | 0 | 0 | 0 | 0 | 0.003915 | 0.011973
1992 | 239.125 | 0 | 0 | 0 | 0 | 0 | 0 | 0.011745 | 0
1992 | 239.1354 | 0 | 0 | 0 | 0 | 0 | 0 | 0.011745 | 0.003991
1992 | 239.1458 | 0 | 0 | 0 | 0 | 0 | 0 | 0.01566 | 0.007982
1992 | 239.1562 | 0 | 0 | 0 | 0 | 0 | 0 | 0 | -0.003991
1992 | 239.1667 | 0 | 0 | 0 | 0 | 0 | 0 | 0.019575 | 0.015964
1992 | 239.1771 | 0 | 0 | 0 | 0 | 0 | 0 | 0 | -0.003991
1992 | 239.1875 | 0 | 0 | 0 | 0 | 0 | 0 | 0 | 0
1992 | 239.1979 | 0 | 0 | 0 | 0 | 0 | 0 | 0.011745 | 0
1992 | 239.2083 | 0 | 0 | 0 | 0 | 0 | 0 | 0.00783 | 0
1992 | 239.2187 | 0 | 0 | 0 | 0 | 0 | 0 | 0 | 0.011973
1992 | 239.2292 | 0 | 0 | 0 | 0 | 0 | 0 | 0.003915 | 0.007982
1992 | 239.2396 | 0 | 0 | 0 | 0 | 0 | 0 | 0.019575 | 0.011973
1992 | 239.25 | 0 | 0 | 0 | 0 | 0 | 0 | 0.003915 | 0
1992 | 239.2604 | 0 | 0 | 0 | 0 | 0 | 0 | 0 | 0
1992 | 239.2708 | 0 | 0 | 0 | 0 | 0 | 0 | 0.00783 | 0.003991
1992 | 239.2812 | 0 | 0 | 0 | 0 | 0 | 0 | 0 | -0.003991
1992 | 239.2917 | 0 | 0 | 0 | 0 | 0 | 0 | -0.003915 | 0.003991
1992 | 239.3021 | 0 | 0 | 0 | 0 | 0 | 0 | 0.00783 | -0.003991
1992 | 239.3125 | 0 | 0 | 0 | 0 | 0 | 0 | 0 | 0.007982
1992 | 239.3229 | 0 | 0 | 0 | 0 | 0 | 0 | 0.003915 | 0.011973
1992 | 239.3333 | 0 | 0 | 0 | 0 | 0 | 0 | 0.01566 | 0.011973
1992 | 239.3437 | 0 | 0 | 0 | 0 | 0 | 0 | 0.00783 | 0.019955
1992 | 239.3542 | 0 | 0 | 0 | 0 | 0 | 0 | 0.035235 | 0.007982
1992 | 239.3646 | 0 | 0 | 0 | 0 | 0 | 0 | 0.01566 | 0.015964
1992 | 239.375 | 0 | 0 | 0 | 0 | 0 | 0 | 0.03132 | 0.015964
1992 | 239.3854 | 0 | 0 | 0 | 0 | 0 | 0 | 0.06264 | 0.015964
1992 | 239.3958 | 0 | 0 | 0 | 0 | 0 | 0 | 0.04698 | 0.015964
1992 | 239.4062 | 0 | 0 | 0 | 0 | 0 | 0 | 0.05481 | 0.015964
1992 | 239.4167 | 0 | 0 | 0 | 0 | 0 | 0 | 0.074385 | 0.007982
1992 | 239.4271 | 0 | 0 | 0 | 0 | 0 | 0 | 0.03132 | 0.015964
1992 | 239.4375 | 0 | 0 | 0 | 0 | 0 | 0 | 0.07047 | 0.015964
1992 | 239.4479 | 0 | 0 | 0 | 0 | 0 | 0 | 0.11353 | 0.023946
1992 | 239.4583 | 0 | 0 | 0 | 0 | 0 | 0 | 0.10179 | 0.019955
1992 | 239.4687 | 0 | 0 | 0 | 0 | 0 | 0 | 0.10179 | 0.019955
1992 | 239.4792 | 0 | 0 | 0 | 0 | 0 | 0 | 0.12137 | 0.007982
1992 | 239.4896 | 0 | 0 | 0 | 0 | 0 | 0 | 0.12136 | 0.023946
1992 | 239.5 | 0 | 0 | 0 | 0 | 0 | 0 | 0.14486 | 0.035919
1992 | 239.5104 | 0 | 0 | 0 | 0 | 0 | 0 | 0.12528 | 0.027937
1992 | 239.5208 | 0 | 0 | 0 | 0 | 0 | 0 | 0.17226 | 0.019955
1992 | 239.5312 | 0 | 0 | 0 | 0 | 0 | 0 | 0.14485 | 0.03991
1992 | 239.5417 | 0 | 0 | 0 | 0 | 0 | 0 | 0.16052 | 0.027937
1992 | 239.5521 | 0 | 0 | 0 | 0 | 0 | 0 | 0.14877 | 0.047892
1992 | 239.5625 | 0 | 0 | 0 | 0 | 0 | 0 | 0.09396 | 0.027937
1992 | 239.5729 | 0 | 0 | 0 | 0 | 0 | 0 | 0.15269 | 0.027937
1992 | 239.5833 | 0 | 0 | 0 | 0 | 0 | 0 | 0.10962 | 0.035919
1992 | 239.5937 | 0 | 0 | 0 | 0 | 0 | 0 | 0.16443 | 0.027937
1992 | 239.6042 | 0 | 0 | 0 | 0 | 0 | 0 | 0.14485 | 0.03991
1992 | 239.6146 | 0 | 0 | 0 | 0 | 0 | 0 | 0.14486 | 0.027937
1992 | 239.625 | 0 | 0 | 0 | 0 | 0 | 0 | 0.14877 | 0.031928
1992 | 239.6354 | 0 | 0 | 0 | 0 | 0 | 0 | 0.09396 | 0.023946
1992 | 239.6458 | 0 | 0 | 0 | 0 | 0 | 0 | 0.082215 | 0.035919
1992 | 239.6562 | 0 | 0 | 0 | 0 | 0 | 0 | 0.097875 | 0.011973
1992 | 239.6667 | 0 | 0 | 0 | 0 | 0 | 0 | 0.082215 | 0.027937
1992 | 239.6771 | 0 | 0 | 0 | 0 | 0 | 0 | 0.090045 | 0.027937
1992 | 239.6875 | 0 | 0 | 0 | 0 | 0 | 0 | 0.066555 | 0.023946
1992 | 239.6979 | 0 | 0 | 0 | 0 | 0 | 0 | 0.1057 | 0.027937
1992 | 239.7083 | 0 | 0 | 0 | 0 | 0 | 0 | 0.074385 | 0
1992 | 239.7187 | 0 | 0 | 0 | 0 | 0 | 0 | 0.08613 | 0.019955
1992 | 239.7292 | 0 | 0 | 0 | 0 | 0 | 0 | 0.05481 | 0.019955
1992 | 239.7396 | 0 | 0 | 0 | 0 | 0 | 0 | 0.06264 | 0.019955
1992 | 239.75 | 0 | 0 | 0 | 0 | 0 | 0 | 0.04698 | 0.007982
1992 | 239.7604 | 0 | 0 | 0 | 0 | 0 | 0 | 0.043065 | 0.019955
1992 | 239.7708 | 0 | 0 | 0 | 0 | 0 | 0 | 0.04698 | 0.011973
1992 | 239.7812 | 0 | 0 | 0 | 0 | 0 | 0 | 0.027405 | 0.015964
1992 | 239.7917 | 0 | 0 | 0 | 0 | 0 | 0 | 0.043065 | -0.003991
1992 | 239.8021 | 0 | 0 | 0 | 0 | 0 | 0 | 0.019575 | 0.011973
1992 | 239.8125 | 0 | 0 | 0 | 0 | 0 | 0 | 0.02349 | 0.023946
1992 | 239.8229 | 0 | 0 | 0 | 0 | 0 | 0 | 0.019575 | 0
1992 | 239.8333 | 0 | 0 | 0 | 0 | 0 | 0 | 0.011745 | 0.011973
1992 | 239.8437 | 0 | 0 | 0.06264 | 0.10377 | 0 | 0 | -0.003915 | -5.6843e-14
1992 | 239.8542 | 0 | 0 | 0.35235 | 0.37515 | 0 | 0 | 0 | 5.6843e-14
1992 | 239.8646 | 0 | 0 | 0.10962 | 0.087802 | 0 | 0 | -0.003915 | 0.003991
1992 | 239.875 | 0 | 0 | 0 | 0 | 0 | 0 | -0.027405 | 0.007982
1992 | 239.8854 | 0 | 0 | 0 | 0 | 0 | 0 | 0.003915 | 0.011973
1992 | 239.8958 | 0 | 0 | 0 | 0 | 0 | 0 | 0.019575 | 0.023946
1992 | 239.9062 | 0 | 0 | 0.04698 | 0 | 0 | 0 | -0.003915 | 0.015964
1992 | 239.9167 | 0 | 0 | 0 | 0 | 0 | 0 | 0.027405 | 0.023946
1992 | 239.9271 | 0 | 0 | 0 | 0 | 0 | 0 | 0.027405 | 0.023946
1992 | 239.9375 | 0 | 0 | 0 | 0 | 0 | 0 | 0.043065 | 0.007982
1992 | 239.9479 | 0 | 0 | 0 | 0 | 0 | 0 | 0.03132 | 0.031928
1992 | 239.9583 | 0 | 0 | 0 | 0 | 0 | 0 | 0.019575 | 0.019955
1992 | 239.9687 | 0 | 0 | 0.03132 | 0 | 0 | 0 | -0.003915 | 0.019955
1992 | 239.9792 | 0 | 0 | 2.7797 | 2.5702 | 0 | 0 | 0 | -5.6843e-14
1992 | 239.9896 | 0 | 0 | 9.0985 | 10.0892 | 0 | 0 | 2.2737e-13 | 0
1992 | 240 | 0 | 0 | 4.9407 | 4.869 | 0 | 0 | -2.2737e-13 | 0
1992 | 240.0104 | 0 | 0 | 1.472 | 1.5086 | 0 | 0 | 1.1369e-13 | 0
1992 | 240.0208 | 0 | 0 | 0.67338 | 0.67049 | 0 | 0 | 1.1369e-13 | 0
1992 | 240.0312 | 0 | 0 | 1.7148 | 1.6682 | 0 | 0 | 0 | -5.6843e-14
1992 | 240.0417 | 0 | 0 | 0.91611 | 0.87004 | 0 | 0 | 0.02349 | 0
1992 | 240.0521 | 0 | 0 | 0 | 0.13569 | 0 | 0 | 0.04698 | 0
1992 | 240.0625 | 0 | 0 | 0 | 0.023946 | 0 | 0 | 0.06264 | 0.007982
1992 | 240.0729 | 0 | 0 | 0 | 0.07982 | 0 | 0 | 0.019575 | 0.003991
1992 | 240.0833 | 0 | 0 | 0 | 0 | 0 | 0 | 0.027405 | 0
1992 | 240.0937 | 0 | 0 | 0 | 0 | 0 | 0 | 0.02349 | -0.003991
1992 | 240.1042 | 0 | 0 | 0 | 0 | 0 | 0 | -0.00783 | -0.007982
1992 | 240.1146 | 0.03132 | 0 | 0 | 0 | 0 | 0 | -0.003915 | 0
1992 | 240.125 | 0 | 0 | 0 | 0 | 0 | 0 | -0.011745 | 0.003991
1992 | 240.1354 | 0 | 0 | 0 | 0 | 0 | 0 | 0.00783 | -0.003991
1992 | 240.1458 | 0 | 0.007982 | 0 | 0 | 0 | 0 | 0.00783 | 0
1992 | 240.1562 | 0.01566 | 0 | 0 | 0 | 0 | 0 | 1.1369e-13 | 0.003991
1992 | 240.1667 | 0 | 0 | 0 | 0 | 0 | 0 | -0.003915 | -0.007982
1992 | 240.1771 | 0 | 0 | 0 | 0 | 0 | 0 | 0.003915 | 0.003991
1992 | 240.1875 | 0.01566 | 0 | 0 | 0 | 0 | 0 | 0.00783 | 0.011973
1992 | 240.1979 | 0 | 0 | 0 | 0 | 0 | 0 | 0 | -0.003991
1992 | 240.2083 | 0 | 0 | 0 | 0 | 0 | 0 | -0.00783 | 0
1992 | 240.2187 | 0.01566 | 0 | 0 | 0 | 0 | 0 | 0.00783 | 0
1992 | 240.2292 | 0 | 0 | 0 | 0 | 0 | 0 | 0 | 0.011973
1992 | 240.2396 | 0 | 0 | 0 | 0 | 0 | 0 | 0.03132 | 0.007982
1992 | 240.25 | 0 | 0 | 0 | 0 | 0 | 0 | 0.003915 | 0
1992 | 240.2604 | 0 | 0 | 0 | 0 | 0 | 0 | -0.003915 | 0.015964
1992 | 240.2708 | 0 | 0 | 0 | 0 | 0 | 0 | 0 | -0.003991
1992 | 240.2812 | 0 | 0 | 0 | 0 | 0 | 0 | 0.00783 | 0.007982
1992 | 240.2917 | 0 | 0 | 0 | 0 | 0 | 0 | 0.003915 | 0.003991
1992 | 240.3021 | 0 | 0 | 0 | 0 | 0 | 0 | -0.003915 | -0.007982
1992 | 240.3125 | 0 | 0 | 0 | 0 | 0 | 0 | 0.00783 | 0.019955
1992 | 240.3229 | 0 | 0 | 0 | 0 | 0 | 0 | 0.003915 | -0.003991
1992 | 240.3333 | 0 | 0 | 0 | 0 | 0 | 0 | 0.011745 | 0.015964
1992 | 240.3437 | 0 | 0 | 0 | 0 | 0 | 0 | 0.01566 | 0.019955
1992 | 240.3542 | 0 | 0 | 0 | 0 | 0 | 0 | 0.019575 | 0.023946
1992 | 240.3646 | 0 | 0 | 0 | 0 | 0 | 0 | 0.019575 | 0.035919
1992 | 240.375 | 0 | 0 | 0 | 0 | 0 | 0 | 0.035235 | 0.047892
1992 | 240.3854 | 0 | 0 | 0 | 0 | 0 | 0 | 0.02349 | 0.047892
1992 | 240.3958 | 0 | 0 | 0 | 0 | 0 | 0 | 0.019575 | 0.03991
1992 | 240.4062 | 0 | 0 | 0 | 0 | 0 | 0 | 0.011745 | 0.059865
1992 | 240.4167 | 0 | 0 | 0 | 0 | 0 | 0 | 0.06264 | 0.055874
1992 | 240.4271 | 0 | 0 | 0 | 0 | 0 | 0 | 0.035235 | 0.051883
1992 | 240.4375 | 0 | 0 | 0 | 0 | 0 | 0 | 0.04698 | 0.075829
1992 | 240.4479 | 0 | 0 | 0 | 0 | 0 | 0 | 0.07047 | 0.10377
1992 | 240.4583 | 0 | 0 | 0 | 0 | 0 | 0 | 0.1057 | 0.083811
1992 | 240.4687 | 0 | 0 | 0 | 0 | 0 | 0 | 0.090045 | 0.091793
1992 | 240.4792 | 0 | 0 | 0 | 0 | 0 | 0 | 0.12136 | 0.071838
1992 | 240.4896 | 0 | 0 | 0 | 0 | 0 | 0 | 0.14094 | 0.087802
1992 | 240.5 | 0 | 0 | 0 | 0 | 0 | 0 | 0.12919 | 0.067847
1992 | 240.5104 | 0 | 0 | 0 | 0 | 0 | 0 | 0.13703 | 0.055874
1992 | 240.5208 | 0 | 0 | 0 | 0 | 0 | 0 | 0.15268 | 0.075829
1992 | 240.5312 | 0 | 0 | 0 | 0 | 0 | 0 | 0.1566 | 0.051883
1992 | 240.5417 | 0 | 0 | 0 | 0 | 0 | 0 | 0.15269 | 0.059865
1992 | 240.5521 | 0 | 0 | 0 | 0 | 0 | 0 | 0.16835 | 0.051883
1992 | 240.5625 | 0 | 0 | 0 | 0 | 0 | 0 | 0.1566 | 0.051883
1992 | 240.5729 | 0 | 0 | 0 | 0 | 0 | 0 | 0.14877 | 0.047892
1992 | 240.5833 | 0 | 0 | 0 | 0 | 0 | 0 | 0.17226 | 0.043901
1992 | 240.5937 | 0 | 0 | 0 | 0 | 0 | 0 | 0.14486 | 0.051883
1992 | 240.6042 | 0 | 0 | 0 | 0 | 0 | 0 | 0.16051 | 0.03991
1992 | 240.6146 | 0 | 0 | 0 | 0 | 0 | 0 | 0.16052 | 0.051883
1992 | 240.625 | 0 | 0 | 0 | 0 | 0 | 0 | 0.16443 | 0.035919
1992 | 240.6354 | 0 | 0 | 0 | 0 | 0 | 0 | 0.11353 | 0.051883
1992 | 240.6458 | 0 | 0 | 0 | 0 | 0 | 0 | 0.18792 | 0.027937
1992 | 240.6562 | 0 | 0 | 0 | 0 | 0 | 0 | 0.12919 | 0.035919
1992 | 240.6667 | 0 | 0 | 0 | 0 | 0 | 0 | 0.12919 | 0.035919
1992 | 240.6771 | 0 | 0 | 0 | 0 | 0 | 0 | 0.13702 | 0.027937
1992 | 240.6875 | 0 | 0 | 0 | 0 | 0 | 0 | 0.14094 | 0.03991
1992 | 240.6979 | 0 | 0 | 0 | 0 | 0 | 0 | 0.10179 | 0.023946
1992 | 240.7083 | 0 | 0 | 0 | 0 | 0 | 0 | 0.10571 | 0.031928
1992 | 240.7187 | 0 | 0 | 0 | 0 | 0 | 0 | 0.090045 | 0.015964
1992 | 240.7292 | 0 | 0 | 0 | 0 | 0 | 0 | 0.074385 | 0.027937
1992 | 240.7396 | 0 | 0 | 0 | 0 | 0 | 0 | 0.0783 | 0.023946
1992 | 240.75 | 0 | 0 | 0 | 0 | 0 | 0 | 0.090045 | 0.007982
1992 | 240.7604 | 0 | 0 | 0 | 0 | 0 | 0 | 0.058725 | 0.011973
1992 | 240.7708 | 0 | 0 | 0 | 0 | 0 | 0 | 0.043065 | 0.011973
1992 | 240.7812 | 0 | 0 | 0 | 0 | 0 | 0 | 0.043065 | 0.011973
1992 | 240.7917 | 0 | 0 | 0 | 0 | 0 | 0 | 0.05481 | 0
1992 | 240.8021 | 0 | 0 | 0 | 0 | 0 | 0 | 0.035235 | 0.007982
1992 | 240.8125 | 0 | 0 | 0 | 0 | 0 | 0 | 0.011745 | 0
1992 | 240.8229 | 0 | 0 | 0 | 0 | 0 | 0 | 0.003915 | -0.003991
1992 | 240.8333 | 0 | 0 | 0 | 0 | 0 | 0 | -0.003915 | 0
1992 | 240.8437 | 0 | 0 | 0 | 0 | 0 | 0 | 0.003915 | -0.007982
1992 | 240.8542 | 0 | 0 | 0 | 0 | 0 | 0 | -0.003915 | 0.003991
1992 | 240.8646 | 0 | 0 | 0 | 0 | 0 | 0 | 0.01566 | 0.003991
1992 | 240.875 | 0 | 0 | 0 | 0 | 0 | 0 | 0.00783 | -0.011973
1992 | 240.8854 | 0 | 0 | 0 | 0 | 0 | 0 | -0.00783 | 0.007982
1992 | 240.8958 | 0 | 0 | 0 | 0 | 0 | 0 | 0.00783 | -0.003991
1992 | 240.9062 | 0 | 0 | 0 | 0 | 0 | 0 | 0 | 0.003991
1992 | 240.9167 | 0 | 0 | 0 | 0 | 0 | 0 | 0.00783 | -0.007982
1992 | 240.9271 | 0 | 0 | 0 | 0 | 0 | 0 | -0.00783 | 0.007982
1992 | 240.9375 | 0 | 0 | 0 | 0 | 0 | 0 | -0.003915 | 0.003991
1992 | 240.9479 | 0 | 0 | 0 | 0 | 0 | 0 | 0 | 0.003991
1992 | 240.9583 | 0 | 0 | 0 | 0 | 0 | 0 | -0.003915 | 0.011973
1992 | 240.9687 | 0 | 0 | 0 | 0 | 0 | 0 | 0.00783 | 0.003991
1992 | 240.9792 | 0.01566 | 0 | 0 | 0 | 0 | 0 | 0 | 0.003991
1992 | 240.9896 | 0 | 0 | 0 | 0 | 0 | 0 | 0.003915 | 0.011973
1992 | 241 | 0 | 0 | 0 | 0 | 0 | 0 | 0.003915 | -0.003991
1992 | 241.0104 | 0 | 0 | 0 | 0 | 0 | 0 | 0.03132 | -0.003991
1992 | 241.0208 | 0 | 0 | 0 | 0 | 0 | 0 | -0.019575 | 0
1992 | 241.0312 | 0 | 0 | 0 | 0 | 0 | 0 | 0 | 0.003991
1992 | 241.0417 | 0 | 0 | 0 | 0 | 0 | 0 | -0.003915 | 0.003991
1992 | 241.0521 | 0.01566 | 0 | 0 | 0 | 0 | 0 | 1.1369e-13 | 0.003991
1992 | 241.0625 | 0 | 0 | 0 | 0 | 0 | 0 | -0.019575 | 0.007982
1992 | 241.0729 | 0 | 0 | 0 | 0 | 0 | 0 | 0.011745 | -0.007982
1992 | 241.0833 | 0 | 0 | 0 | 0 | 0 | 0 | 0.035235 | -0.007982
1992 | 241.0937 | 0 | 0 | 0 | 0 | 0 | 0 | -0.003915 | -0.003991
1992 | 241.1042 | 0.00783 | 0 | 0 | 0 | 0 | 0 | 0.003915 | 0
1992 | 241.1146 | 0 | 0 | 0 | 0 | 0 | 0 | 0.011745 | -0.003991
1992 | 241.125 | 0 | 0 | 0 | 0 | 0 | 0 | -0.011745 | -0.003991
1992 | 241.1354 | 0.00783 | 0 | 0 | 0 | 0 | 0 | -0.003915 | -0.003991
1992 | 241.1458 | 0 | 0 | 0 | 0 | 0 | 0 | 0.01566 | -0.003991
1992 | 241.1562 | 0 | 0 | 0 | 0 | 0 | 0 | 0.003915 | -0.007982
1992 | 241.1667 | 0.00783 | 0 | 0 | 0 | 0 | 0 | -0.003915 | -0.003991
1992 | 241.1771 | 0.00783 | 0 | 0 | 0 | 0 | 0 | -0.003915 | 0.003991
1992 | 241.1875 | 0 | 0 | 0 | 0 | 0 | 0 | -0.00783 | -0.003991
1992 | 241.1979 | 0.01566 | 0.007982 | 0 | 0 | 0 | 0 | 0 | 0
1992 | 241.2083 | 0 | 0 | 0 | 0 | 0 | 0 | 0.003915 | 0.003991
1992 | 241.2187 | 0 | 0 | 0 | 0 | 0 | 0 | 0 | -0.003991
1992 | 241.2292 | 0 | 0.015964 | 0 | 0 | 0 | 0 | -0.003915 | 0.007982
1992 | 241.2396 | 0 | 0 | 0 | 0 | 0 | 0 | 0.00783 | -0.003991
1992 | 241.25 | 0 | 0 | 0 | 0 | 0 | 0 | -0.00783 | 0
1992 | 241.2604 | 0 | 0 | 0 | 0 | 0 | 0 | 0 | -0.003991
1992 | 241.2708 | 0 | 0 | 0 | 0 | 0 | 0 | 0 | 0
1992 | 241.2812 | 0 | 0 | 0 | 0 | 0 | 0 | -0.00783 | 0
1992 | 241.2917 | 0 | 0 | 0 | 0 | 0 | 0 | 0 | 0
1992 | 241.3021 | 0 | 0 | 0 | 0 | 0 | 0 | -0.00783 | 0.003991
1992 | 241.3125 | 0 | 0 | 0 | 0 | 0 | 0 | 0.00783 | 0.011973
1992 | 241.3229 | 0 | 0 | 0 | 0 | 0 | 0 | -0.00783 | 0.027937
1992 | 241.3333 | 0 | 0 | 0 | 0 | 0 | 0 | -0.003915 | 0.019955
1992 | 241.3437 | 0 | 0 | 0 | 0 | 0 | 0 | -0.00783 | 0.047892
1992 | 241.3542 | 0.00783 | 0 | 0 | 0 | 0 | 0 | 0.01566 | 0.035919
1992 | 241.3646 | 0 | 0 | 0 | 0 | 0 | 0 | 0.03915 | 0.035919
1992 | 241.375 | 0 | 0 | 0 | 0 | 0 | 0 | 0.02349 | 0.027937
1992 | 241.3854 | 0 | 0 | 0 | 0 | 0 | 0 | 0.05481 | 0.03991
1992 | 241.3958 | 0 | 0 | 0 | 0 | 0 | 0 | 0.019575 | 0.007982
1992 | 241.4062 | 0 | 0 | 0 | 0 | 0 | 0 | 0.058725 | 0.035919
1992 | 241.4167 | 0 | 0 | 0 | 0 | 0 | 0 | 0.09396 | 0.031928
1992 | 241.4271 | 0 | 0 | 0 | 0 | 0 | 0 | 0.11745 | 0.011973
1992 | 241.4375 | 0 | 0 | 0 | 0 | 0 | 0 | 0.082215 | 0.007982
1992 | 241.4479 | 0 | 0 | 0 | 0 | 0 | 0 | 0.13702 | 0.027937
1992 | 241.4583 | 0 | 0 | 0 | 0 | 0 | 0 | 0.13311 | 0.015964
1992 | 241.4687 | 0 | 0 | 0 | 0 | 0 | 0 | 0.16052 | 0.011973
1992 | 241.4792 | 0 | 0 | 0 | 0 | 0 | 0 | 0.13311 | 0.031928
1992 | 241.4896 | 0 | 0 | 0 | 0 | 0 | 0 | 0.14486 | 0.019955
1992 | 241.5 | 0 | 0 | 0 | 0 | 0 | 0 | 0.11745 | 0.035919
1992 | 241.5104 | 0 | 0 | 0 | 0 | 0 | 0 | 0.12528 | 0.031928
1992 | 241.5208 | 0 | 0 | 0 | 0 | 0 | 0 | 0.184 | 0.027937
1992 | 241.5312 | 0 | 0 | 0 | 0 | 0 | 0 | 0.12919 | 0.043901
1992 | 241.5417 | 0 | 0 | 0 | 0 | 0 | 0 | 0.17226 | 0.043901
1992 | 241.5521 | 0 | 0 | 0 | 0 | 0 | 0 | 0.1566 | 0.043901
1992 | 241.5625 | 0 | 0 | 0 | 0 | 0 | 0 | 0.12528 | 0.055874
1992 | 241.5729 | 0 | 0 | 0 | 0 | 0 | 0 | 0.1566 | 0.035919
1992 | 241.5833 | 0 | 0 | 0 | 0 | 0 | 0 | 0.14877 | 0.059865
1992 | 241.5937 | 0 | 0 | 0 | 0 | 0 | 0 | 0.16443 | 0.03991
1992 | 241.6042 | 0 | 0 | 0 | 0 | 0 | 0 | 0.17617 | 0.055874
1992 | 241.6146 | 0 | 0 | 0 | 0 | 0 | 0 | 0.18009 | 0.051883
1992 | 241.625 | 0 | 0 | 0 | 0 | 0 | 0 | 0.097875 | 0.03991
1992 | 241.6354 | 0 | 0 | 0 | 0 | 0 | 0 | 0.14486 | 0.055874
1992 | 241.6458 | 0 | 0 | 0 | 0 | 0 | 0 | 0.16835 | 0.03991
1992 | 241.6562 | 0 | 0 | 0 | 0 | 0 | 0 | 0.13311 | 0.03991
1992 | 241.6667 | 0 | 0 | 0 | 0 | 0 | 0 | 0.1566 | 0.035919
1992 | 241.6771 | 0 | 0 | 0 | 0 | 0 | 0 | 0.12136 | 0.031928
1992 | 241.6875 | 0 | 0 | 0 | 0 | 0 | 0 | 0.11745 | 0.035919
1992 | 241.6979 | 0 | 0 | 0 | 0 | 0 | 0 | 0.0783 | 0.035919
1992 | 241.7083 | 0 | 0 | 0 | 0 | 0 | 0 | 0.10962 | 0.031928
1992 | 241.7187 | 0 | 0 | 0 | 0 | 0 | 0 | 0.10571 | 0.03991
1992 | 241.7292 | 0 | 0 | 0 | 0 | 0 | 0 | 0.11354 | 0.027937
1992 | 241.7396 | 0 | 0 | 0 | 0 | 0 | 0 | 0.1057 | 0.027937
1992 | 241.75 | 0 | 0 | 0 | 0 | 0 | 0 | 0.09396 | 0.023946
1992 | 241.7604 | 0 | 0 | 0 | 0 | 0 | 0 | 0.074385 | 0.023946
1992 | 241.7708 | 0 | 0 | 0 | 0 | 0 | 0 | 0.0783 | 0.011973
1992 | 241.7812 | 0 | 0 | 0 | 0 | 0 | 0 | 0.04698 | 0.011973
1992 | 241.7917 | 0 | 0 | 0 | 0 | 0 | 0 | 0.035235 | 0.015964
1992 | 241.8021 | 0 | 0 | 0 | 0 | 0 | 0 | 0.011745 | -0.003991
1992 | 241.8125 | 0 | 0 | 0 | 0 | 0 | 0 | 0.011745 | 0.003991
1992 | 241.8229 | 0 | 0 | 0 | 0 | 0 | 0 | 0.003915 | -0.003991
1992 | 241.8333 | 0 | 0 | 0 | 0 | 0 | 0 | 0.003915 | 0.003991
1992 | 241.8437 | 0 | 0 | 0 | 0 | 0 | 0 | -0.003915 | 0.003991
1992 | 241.8542 | 0.00783 | 0 | 0 | 0 | 0 | 0 | -0.00783 | 0.007982
1992 | 241.8646 | 0 | 0 | 0 | 0 | 0 | 0 | 0.011745 | 0.007982
1992 | 241.875 | 0 | 0 | 0 | 0 | 0 | 0 | 0.00783 | -0.011973
1992 | 241.8854 | 0 | 0 | 0 | 0 | 0 | 0 | 0.003915 | -0.003991
1992 | 241.8958 | 0 | 0 | 0 | 0 | 0 | 0 | 0.011745 | 0.003991
1992 | 241.9062 | 0 | 0 | 0 | 0 | 0 | 0 | -0.003915 | -0.003991
1992 | 241.9167 | 0 | 0 | 0 | 0 | 0 | 0 | 0 | 0.007982
1992 | 241.9271 | 0 | 0 | 0 | 0 | 0 | 0 | 0 | 0
1992 | 241.9375 | 0 | 0 | 0 | 0 | 0 | 0 | -0.011745 | 0.003991
1992 | 241.9479 | 0.01566 | 0 | 0 | 0 | 0 | 0 | -0.003915 | 0.003991
1992 | 241.9583 | 0 | 0 | 0 | 0 | 0 | 0 | 0.02349 | 0.011973
1992 | 241.9687 | 0 | 0 | 0 | 0 | 0 | 0 | 0.01566 | 0.011973
1992 | 241.9792 | 0 | 0 | 0 | 0 | 0 | 0 | 0.019575 | 0.007982
1992 | 241.9896 | 0 | 0 | 0 | 0 | 0 | 0 | -0.01566 | 0.003991
1992 | 242 | 0 | 0 | 0 | 0 | 0 | 0 | 0.03132 | -0.007982
1992 | 242.0104 | 0 | 0 | 0 | 0 | 0 | 0 | 0.00783 | 0.003991
1992 | 242.0208 | 0 | 0 | 0 | 0 | 0 | 0 | -0.003915 | 0
1992 | 242.0312 | 0 | 0 | 0 | 0 | 0 | 0 | 0.00783 | 0.003991
1992 | 242.0417 | 0 | 0 | 0 | 0 | 0 | 0 | 0 | -0.007982
1992 | 242.0521 | 0 | 0 | 0 | 0 | 0 | 0 | 0 | 0
1992 | 242.0625 | 0 | 0 | 0 | 0 | 0 | 0 | -0.00783 | 0.007982
1992 | 242.0729 | 0.02349 | 0 | 0 | 0 | 0 | 0 | -0.003915 | 0.003991
1992 | 242.0833 | 0.01566 | 0 | 0 | 0 | 0 | 0 | -0.003915 | 0.015964
1992 | 242.0937 | 0.00783 | 0 | 0 | 0 | 0 | 0 | -0.011745 | 0
1992 | 242.1042 | 0 | 0 | 0 | 0 | 0 | 0 | 0.00783 | 0.011973
1992 | 242.1146 | 0 | 0 | 0 | 0 | 0 | 0 | 0.01566 | 0.003991
1992 | 242.125 | 0 | 0 | 0 | 0 | 0 | 0 | 0 | -0.003991
1992 | 242.1354 | 0 | 0 | 0 | 0 | 0 | 0 | -0.01566 | 0.015964
1992 | 242.1458 | 0 | 0 | 0 | 0 | 0 | 0 | 0.043065 | -0.003991
1992 | 242.1562 | 0 | 0 | 0 | 0 | 0 | 0 | 0.011745 | 0
1992 | 242.1667 | 0 | 0 | 0 | 0 | 0 | 0 | 0.011745 | 0
1992 | 242.1771 | 0 | 0 | 0 | 0 | 0 | 0 | 0 | 0
1992 | 242.1875 | 0 | 0 | 0 | 0 | 0 | 0 | -0.00783 | 0.003991
1992 | 242.1979 | 0 | 0 | 0 | 0 | 0 | 0 | 0.00783 | 0.007982
1992 | 242.2083 | 0 | 0.015964 | 0 | 0 | 0 | 0 | -0.02349 | 0.007982
1992 | 242.2187 | 0 | 0 | 0 | 0 | 0 | 0 | 0.011745 | 0.003991
1992 | 242.2292 | 0 | 0 | 0 | 0 | 0 | 0 | -0.00783 | 0.003991
1992 | 242.2396 | 0.01566 | 0 | 0 | 0 | 0 | 0 | 0 | 0.003991
1992 | 242.25 | 0.01566 | 0 | 0 | 0 | 0 | 0 | 0.01566 | 0.003991
1992 | 242.2604 | 0 | 0 | 0 | 0 | 0 | 0 | -0.019575 | 0
1992 | 242.2708 | 0.01566 | 0 | 0 | 0 | 0 | 0 | -0.02349 | 0.003991
1992 | 242.2812 | 0 | 0 | 0 | 0 | 0 | 0 | 0.00783 | 0
1992 | 242.2917 | 0 | 0 | 0 | 0 | 0 | 0 | -0.01566 | 0.011973
1992 | 242.3021 | 0 | 0 | 0 | 0 | 0 | 0 | 0.011745 | -0.003991
1992 | 242.3125 | 0 | 0 | 0 | 0 | 0 | 0 | 0.019575 | 0.011973
1992 | 242.3229 | 0 | 0 | 0 | 0 | 0 | 0 | 0.003915 | 0.023946
1992 | 242.3333 | 0 | 0 | 0 | 0 | 0 | 0 | 0.011745 | 0.015964
1992 | 242.3437 | 0 | 0 | 0 | 0 | 0 | 0 | 0.04698 | 0.015964
1992 | 242.3542 | 0 | 0 | 0 | 0 | 0 | 0 | 0.003915 | 0.019955
1992 | 242.3646 | 0 | 0 | 0 | 0 | 0 | 0 | 0.03132 | 0.023946
1992 | 242.375 | 0 | 0 | 0 | 0 | 0 | 0 | 0.074385 | 0.011973
1992 | 242.3854 | 0 | 0 | 0 | 0 | 0 | 0 | 0.074385 | 0.027937
1992 | 242.3958 | 0 | 0 | 0 | 0 | 0 | 0 | 0.066555 | 0.015964
1992 | 242.4062 | 0 | 0 | 0 | 0 | 0 | 0 | 0.082215 | 0.011973
1992 | 242.4167 | 0 | 0 | 0 | 0 | 0 | 0 | 0.097875 | 0.011973
1992 | 242.4271 | 0 | 0 | 0 | 0 | 0 | 0 | 0.097875 | 0.007982
1992 | 242.4375 | 0 | 0 | 0 | 0 | 0 | 0 | 0.08613 | 0.027937
1992 | 242.4479 | 0 | 0 | 0 | 0 | 0 | 0 | 0.10962 | 0.019955
1992 | 242.4583 | 0 | 0 | 0 | 0 | 0 | 0 | 0.10962 | 0.015964
1992 | 242.4687 | 0 | 0 | 0 | 0 | 0 | 0 | 0.097875 | 0.023946
1992 | 242.4792 | 0 | 0 | 0 | 0 | 0 | 0 | 0.11745 | 0.035919
1992 | 242.4896 | 0 | 0 | 0 | 0 | 0 | 0 | 0.11354 | 0.027937
1992 | 242.5 | 0 | 0 | 0 | 0 | 0 | 0 | 0.13702 | 0.027937
1992 | 242.5104 | 0 | 0 | 0 | 0 | 0 | 0 | 0.13702 | 0.051883
1992 | 242.5208 | 0 | 0 | 0 | 0 | 0 | 0 | 0.14094 | 0.03991
1992 | 242.5312 | 0 | 0 | 0 | 0 | 0 | 0 | 0.12136 | 0.047892
1992 | 242.5417 | 0 | 0 | 0 | 0 | 0 | 0 | 0.11353 | 0.047892
1992 | 242.5521 | 0 | 0 | 0 | 0 | 0 | 0 | 0.1566 | 0.043901
1992 | 242.5625 | 0 | 0 | 0 | 0 | 0 | 0 | 0.14094 | 0.063856
1992 | 242.5729 | 0 | 0 | 0 | 0 | 0 | 0 | 0.12919 | 0.035919
1992 | 242.5833 | 0 | 0 | 0 | 0 | 0 | 0 | 0.1566 | 0.067847
1992 | 242.5937 | 0 | 0 | 0 | 0 | 0 | 0 | 0.11745 | 0.043901
1992 | 242.6042 | 0 | 0 | 0 | 0 | 0 | 0 | 0.16052 | 0.051883
1992 | 242.6146 | 0 | 0 | 0 | 0 | 0 | 0 | 0.12528 | 0.051883
1992 | 242.625 | 0 | 0 | 0 | 0 | 0 | 0 | 0.13702 | 0.051883
1992 | 242.6354 | 0 | 0 | 0 | 0 | 0 | 0 | 0.14094 | 0.051883
1992 | 242.6458 | 0 | 0 | 0 | 0 | 0 | 0 | 0.14094 | 0.03991
1992 | 242.6562 | 0 | 0 | 0 | 0 | 0 | 0 | 0.12919 | 0.043901
1992 | 242.6667 | 0 | 0 | 0 | 0 | 0 | 0 | 0.12528 | 0.047892
1992 | 242.6771 | 0 | 0 | 0 | 0 | 0 | 0 | 0.1566 | 0.059865
1992 | 242.6875 | 0 | 0 | 0 | 0 | 0 | 0 | 0.1057 | 0.035919
1992 | 242.6979 | 0 | 0 | 0 | 0 | 0 | 0 | 0.12919 | 0.031928
1992 | 242.7083 | 0 | 0 | 0 | 0 | 0 | 0 | 0.08613 | 0.027937
1992 | 242.7187 | 0 | 0 | 0 | 0 | 0 | 0 | 0.10962 | 0.035919
1992 | 242.7292 | 0 | 0 | 0 | 0 | 0 | 0 | 0.074385 | 0.023946
1992 | 242.7396 | 0 | 0 | 0 | 0 | 0 | 0 | 0.066555 | 0.023946
1992 | 242.75 | 0 | 0 | 0 | 0 | 0 | 0 | 0.04698 | 0.019955
1992 | 242.7604 | 0 | 0 | 0 | 0 | 0 | 0 | 0.019575 | 0.015964
1992 | 242.7708 | 0 | 0 | 0 | 0 | 0 | 0 | 0.027405 | 0.011973
1992 | 242.7812 | 0 | 0 | 0 | 0 | 0 | 0 | 0.01566 | 0.003991
1992 | 242.7917 | 0 | 0 | 0 | 0 | 0 | 0 | 0.00783 | 0
1992 | 242.8021 | 0 | 0 | 0 | 0 | 0 | 0 | 0.00783 | 5.6843e-14
1992 | 242.8125 | 0 | 0 | 0 | 0 | 0 | 0 | 0.011745 | 0.015964
1992 | 242.8229 | 0 | 0 | 0 | 0 | 0 | 0 | 0.011745 | -0.007982
1992 | 242.8333 | 0 | 0 | 0 | 0 | 0 | 0 | -0.01566 | 0.003991
1992 | 242.8437 | 0.00783 | 0 | 0 | 0 | 0 | 0 | -0.003915 | 0.015964
1992 | 242.8542 | 0 | 0 | 0 | 0 | 0 | 0 | 0.03132 | 0.011973
1992 | 242.8646 | 0 | 0 | 0 | 0 | 0 | 0 | 0.011745 | 5.6843e-14
1992 | 242.875 | 0 | 0 | 0 | 0 | 0 | 0 | 0.011745 | 0.015964
1992 | 242.8854 | 0 | 0 | 0 | 0 | 0 | 0 | 0.019575 | -0.007982
1992 | 242.8958 | 0 | 0 | 0 | 0 | 0 | 0 | -0.003915 | 0.003991
1992 | 242.9062 | 0 | 0 | 0 | 0 | 0 | 0 | 0 | 0
1992 | 242.9167 | 0 | 0 | 0 | 0 | 0 | 0 | 0.011745 | 0.003991
1992 | 242.9271 | 0 | 0 | 0 | 0 | 0 | 0 | -0.01566 | -0.003991
1992 | 242.9375 | 0 | 0 | 0 | 0 | 0 | 0 | 0.01566 | 0.015964
1992 | 242.9479 | 0 | 0 | 0 | 0 | 0 | 0 | 0.003915 | 0.003991
1992 | 242.9583 | 0 | 0 | 0 | 0 | 0 | 0 | 0.011745 | -0.007982
1992 | 242.9687 | 0 | 0 | 0 | 0 | 0 | 0 | -0.011745 | 0.019955
1992 | 242.9792 | 0 | 0 | 0 | 0 | 0 | 0 | -0.003915 | 0
1992 | 242.9896 | 0 | 0 | 0 | 0 | 0 | 0 | -0.011745 | 0.011973
1992 | 243 | 0 | 0 | 0 | 0 | 0 | 0 | -0.011745 | 0.015964
1992 | 243.0104 | 0 | 0 | 0 | 0 | 0 | 0 | 0.019575 | 0
1992 | 243.0208 | 0 | 0 | 0 | 0 | 0 | 0 | 0.00783 | 0.003991
1992 | 243.0312 | 0 | 0 | 0 | 0 | 0 | 0 | 0.03132 | 0.007982
1992 | 243.0417 | 0 | 0 | 0 | 0 | 0 | 0 | 0.027405 | -0.007982
1992 | 243.0521 | 0 | 0 | 0 | 0 | 0 | 0 | 0 | 0.011973
1992 | 243.0625 | 0 | 0 | 0 | 0 | 0 | 0 | 0.01566 | 0.007982
1992 | 243.0729 | 0 | 0 | 0 | 0 | 0 | 0 | 0 | 0
1992 | 243.0833 | 0 | 0 | 0.05481 | 0 | 0 | 0 | 2.2737e-13 | 0.027937
1992 | 243.0937 | 0 | 0 | 0.0783 | 0 | 0 | 0 | -0.003915 | 0.047892
1992 | 243.1042 | 0 | 0 | 0 | 0 | 0 | 0 | 0.074385 | 0.003991
1992 | 243.1146 | 0 | 0 | 0 | 0 | 0 | 0 | 0.04698 | 0
1992 | 243.125 | 0 | 0 | 0 | 0 | 0 | 0 | 0.043065 | 0.007982
1992 | 243.1354 | 0 | 0 | 0 | 0 | 0 | 0 | 0.027405 | 5.6843e-14
1992 | 243.1458 | 0 | 0 | 0 | 0 | 0 | 0 | 0.019575 | 0.011973
1992 | 243.1562 | 0 | 0 | 0 | 0 | 0 | 0 | 0.035235 | -0.003991
1992 | 243.1667 | 0 | 0 | 0 | 0 | 0 | 0 | 0.01566 | -0.003991
1992 | 243.1771 | 0 | 0 | 0 | 0 | 0 | 0 | 0.01566 | -0.011973
1992 | 243.1875 | 0 | 0 | 0 | 0 | 0 | 0 | 0.00783 | 0
1992 | 243.1979 | 0 | 0 | 0 | 0 | 0 | 0 | -0.01566 | 0.011973
1992 | 243.2083 | 0 | 0 | 0 | 0 | 0 | 0 | 0 | 0.003991
1992 | 243.2187 | 0 | 0 | 0 | 0 | 0 | 0 | 0.035235 | 0.011973
1992 | 243.2292 | 0 | 0 | 0 | 0 | 0 | 0 | -0.011745 | -0.011973
1992 | 243.2396 | 0 | 0 | 0 | 0 | 0 | 0 | 0 | 0.023946
1992 | 243.25 | 0.01566 | 0 | 0 | 0 | 0 | 0 | 0.00783 | -0.007982
1992 | 243.2604 | 0 | 0 | 0 | 0 | 0 | 0 | 0.019575 | 0.003991
1992 | 243.2708 | 0 | 0 | 0 | 0 | 0 | 0 | 0.00783 | 0.015964
1992 | 243.2812 | 0 | 0 | 0 | 0 | 0 | 0 | 0 | 0.011973
1992 | 243.2917 | 0 | 0 | 0 | 0 | 0 | 0 | 0.019575 | -0.003991
1992 | 243.3021 | 0 | 0 | 0 | 0 | 0 | 0 | 0.003915 | 0.003991
1992 | 243.3125 | 0.01566 | 0 | 0 | 0 | 0 | 0 | 0.003915 | 0.007982
1992 | 243.3229 | 0 | 0 | 0 | 0 | 0 | 0 | 0.00783 | 0.007982
1992 | 243.3333 | 0 | 0 | 0 | 0 | 0 | 0 | 0.027405 | 0.003991
1992 | 243.3437 | 0 | 0 | 0 | 0 | 0 | 0 | 0.01566 | 0.015964
1992 | 243.3542 | 0 | 0 | 0 | 0 | 0 | 0 | 0.00783 | 0.015964
1992 | 243.3646 | 0 | 0 | 0 | 0 | 0 | 0 | 0.050895 | 0.011973
1992 | 243.375 | 0 | 0 | 0 | 0 | 0 | 0 | 0.01566 | 0.007982
1992 | 243.3854 | 0 | 0 | 0 | 0 | 0 | 0 | 0.027405 | 0.007982
1992 | 243.3958 | 0 | 0 | 0 | 0 | 0 | 0 | 0.027405 | 0.019955
1992 | 243.4062 | 0 | 0 | 0 | 0 | 0 | 0 | 0.050895 | 0.019955
1992 | 243.4167 | 0 | 0 | 0 | 0 | 0 | 0 | 0.043065 | 0.015964
1992 | 243.4271 | 0 | 0 | 0 | 0 | 0 | 0 | 0.01566 | 0.015964
1992 | 243.4375 | 0 | 0 | 0 | 0 | 0 | 0 | 0.04698 | 0.003991
1992 | 243.4479 | 0 | 0 | 0 | 0 | 0 | 0 | 0.035235 | 0.003991
1992 | 243.4583 | 0 | 0 | 0 | 0 | 0 | 0 | 0.06264 | 0.003991
1992 | 243.4687 | 0 | 0 | 0 | 0 | 0 | 0 | 0.0783 | 0.031928
1992 | 243.4792 | 0 | 0 | 0 | 0 | 0 | 0 | 0.08613 | 0.015964
1992 | 243.4896 | 0 | 0 | 0 | 0 | 0 | 0 | 0.07047 | 0.023946
1992 | 243.5 | 0 | 0 | 0 | 0 | 0 | 0 | 0.097875 | 0.015964
1992 | 243.5104 | 0 | 0 | 0 | 0 | 0 | 0 | 0.10179 | 0.027937
1992 | 243.5208 | 0 | 0 | 0 | 0 | 0 | 0 | 0.08613 | 0.035919
1992 | 243.5312 | 0 | 0 | 0 | 0 | 0 | 0 | 0.1057 | 0.031928
1992 | 243.5417 | 0 | 0 | 0 | 0 | 0 | 0 | 0.0783 | 0.047892
1992 | 243.5521 | 0 | 0 | 0 | 0 | 0 | 0 | 0.03132 | 0.023946
1992 | 243.5625 | 0 | 0 | 0 | 0 | 0 | 0 | 0.08613 | 0.047892
1992 | 243.5729 | 0 | 0 | 0 | 0 | 0 | 0 | 0.09396 | 0.043901
1992 | 243.5833 | 0 | 0 | 0 | 0 | 0 | 0 | 0.17226 | 0.059865
1992 | 243.5937 | 0 | 0 | 0 | 0 | 0 | 0 | 0.1057 | 0.027937
1992 | 243.6042 | 0 | 0 | 0 | 0 | 0 | 0 | 0.10962 | 0.047892
1992 | 243.6146 | 0 | 0 | 0 | 0 | 0 | 0 | 0.12919 | 0.03991
1992 | 243.625 | 0 | 0 | 0 | 0 | 0 | 0 | 0.10571 | 0.043901
1992 | 243.6354 | 0 | 0 | 0 | 0 | 0 | 0 | 0.090045 | 0.03991
1992 | 243.6458 | 0 | 0 | 0 | 0 | 0 | 0 | 0.090045 | 0.023946
1992 | 243.6562 | 0 | 0 | 0 | 0 | 0 | 0 | 0.097875 | 0.023946
1992 | 243.6667 | 0 | 0 | 0 | 0 | 0 | 0 | 0.082215 | 0.019955
1992 | 243.6771 | 0 | 0 | 0 | 0 | 0 | 0 | 0.058725 | 0.051883
1992 | 243.6875 | 0 | 0 | 0 | 0 | 0 | 0 | 0.10962 | 0.011973
1992 | 243.6979 | 0 | 0 | 0 | 0 | 0 | 0 | 0.04698 | 0.023946
1992 | 243.7083 | 0 | 0 | 0 | 0 | 0 | 0 | 0.11745 | 0.015964
1992 | 243.7187 | 0 | 0 | 0 | 0 | 0 | 0 | 0.01566 | 0.031928
1992 | 243.7292 | 0 | 0 | 0 | 0 | 0 | 0 | 0.035235 | 0.023946
1992 | 243.7396 | 0 | 0 | 0 | 0 | 0 | 0 | 0.05481 | 0.019955
1992 | 243.75 | 0 | 0 | 0 | 0 | 0 | 0 | 0.05481 | 0.027937
1992 | 243.7604 | 0 | 0 | 0 | 0 | 0 | 0 | 0.043065 | 0.023946
1992 | 243.7708 | 0 | 0 | 0 | 0 | 0 | 0 | -0.00783 | 0.011973
1992 | 243.7812 | 0 | 0 | 0 | 0 | 0 | 0 | 0.05481 | 0.027937
1992 | 243.7917 | 0 | 0 | 0 | 0 | 0 | 0 | 0.02349 | 0.015964
1992 | 243.8021 | 0 | 0 | 0 | 0 | 0 | 0 | -0.003915 | 0.007982
1992 | 243.8125 | 0 | 0 | 0 | 0 | 0 | 0 | 0.027405 | -0.003991
1992 | 243.8229 | 0 | 0 | 0 | 0 | 0 | 0 | -0.01566 | 0.007982
1992 | 243.8333 | 0 | 0 | 0 | 0 | 0 | 0 | 0.00783 | 0
1992 | 243.8437 | 0 | 0 | 0 | 0 | 0 | 0 | 0.011745 | 0.015964
1992 | 243.8542 | 0 | 0 | 0 | 0 | 0 | 0 | 0.027405 | 0.003991
1992 | 243.8646 | 0 | 0 | 0 | 0 | 0 | 0 | 0.01566 | 0.011973
1992 | 243.875 | 0 | 0 | 0 | 0 | 0 | 0 | 0.003915 | -0.007982
1992 | 243.8854 | 0 | 0 | 0 | 0 | 0 | 0 | -0.01566 | 0.003991
1992 | 243.8958 | 0 | 0 | 0 | 0 | 0 | 0 | 0.00783 | 0.015964
1992 | 243.9062 | 0 | 0 | 0 | 0 | 0 | 0 | 0.003915 | 0.003991
1992 | 243.9167 | 0 | 0 | 0 | 0 | 0 | 0 | -0.003915 | 0.007982
1992 | 243.9271 | 0 | 0 | 0 | 0 | 0 | 0 | -0.00783 | 0.003991
1992 | 243.9375 | 0 | 0 | 0 | 0 | 0 | 0 | 0.019575 | 0
1992 | 243.9479 | 0.03132 | 0 | 0 | 0 | 0 | 0 | 0.00783 | 0.011973
1992 | 243.9583 | 0 | 0 | 0 | 0 | 0 | 0 | -0.003915 | 0.003991
1992 | 243.9687 | 0 | 0 | 0 | 0 | 0 | 0 | 0.003915 | -5.6843e-14
1992 | 243.9792 | 0 | 0 | 0 | 0 | 0 | 0 | 0.019575 | 0.007982
1992 | 243.9896 | 0 | 0 | 0 | 0 | 0 | 0 | -0.01566 | -5.6843e-14
1992 | 244 | 0 | 0 | 0 | 0 | 0 | 0 | 0.00783 | 0.003991
1992 | 244.0104 | 0 | 0 | 0 | 0 | 0 | 0 | 0.027405 | -0.003991
1992 | 244.0208 | 0 | 0 | 0 | 0 | 0 | 0 | 0.02349 | 0.003991
1992 | 244.0312 | 0 | 0 | 0 | 0 | 0 | 0 | -0.003915 | -0.003991
1992 | 244.0417 | 0 | 0 | 0 | 0 | 0 | 0 | 0.02349 | 0.003991
1992 | 244.0521 | 0 | 0.015964 | 0 | 0 | 0 | 0 | -0.01566 | 0.007982
1992 | 244.0625 | 0 | 0 | 0 | 0 | 0 | 0 | 0 | 0
1992 | 244.0729 | 0 | 0 | 0 | 0 | 0 | 0 | 0.011745 | 0
1992 | 244.0833 | 0 | 0 | 0 | 0 | 0 | 0 | 0 | -0.007982
1992 | 244.0937 | 0 | 0 | 0 | 0 | 0 | 0 | -0.019575 | 0
1992 | 244.1042 | 0 | 0 | 0 | 0 | 0 | 0 | 0 | 0.007982
1992 | 244.1146 | 0.02349 | 0 | 0 | 0 | 0 | 0 | 0 | -0.003991
1992 | 244.125 | 0.02349 | 0 | 0 | 0 | 0 | 0 | 0.003915 | 0.003991
1992 | 244.1354 | 0 | 0 | 0 | 0 | 0 | 0 | 0.01566 | 0
1992 | 244.1458 | 0 | 0 | 0 | 0 | 0 | 0 | -0.00783 | 0.007982
1992 | 244.1562 | 0 | 0 | 0 | 0 | 0 | 0 | -0.011745 | 0.003991
1992 | 244.1667 | 0 | 0 | 0 | 0 | 0 | 0 | 0.07047 | -0.0041905
1992 | 244.1771 | 0 | 0 | 0 | 0 | 0 | 0 | 0.03915 | -0.0041906
1992 | 244.1875 | 0 | 0 | 0 | 0 | 0 | 0 | -0.003915 | -0.0007982
1992 | 244.1979 | 0 | 0 | 0 | 0 | 0 | 0 | 0.00783 | 0.007982
1992 | 244.2083 | 0 | 0 | 0 | 0 | 0 | 0 | 0.019575 | -0.011973
1992 | 244.2187 | 0 | 0 | 0 | 0 | 0 | 0 | 0 | 0.003991
1992 | 244.2292 | 0 | 0 | 0 | 0 | 0 | 0 | 0 | 0.007982
1992 | 244.2396 | 0 | 0 | 0 | 0 | 0 | 0 | 0.003915 | 0.003991
1992 | 244.25 | 0 | 0 | 0 | 0 | 0 | 0 | 0.01566 | 0
1992 | 244.2604 | 0 | 0 | 0 | 0 | 0 | 0 | -0.003915 | -0.003991
1992 | 244.2708 | 0 | 0 | 0.54027 | 0.5747 | 0 | 0 | -0.00783 | -0.003991
1992 | 244.2812 | 0 | 0 | 0 | 0 | 0 | 0 | 0.003915 | 0.015964
1992 | 244.2917 | 0 | 0 | 0.07047 | 0.11175 | 0 | 0 | -0.011745 | -0.003991
1992 | 244.3021 | 0 | 0 | 0 | 0 | 0 | 0 | 0.011745 | 0.011973
1992 | 244.3125 | 0 | 0 | 0 | 0 | 0 | 0 | 0.01566 | 0.027937
1992 | 244.3229 | 0 | 0 | 0.03132 | 0.047892 | 0 | 0 | 0.003915 | 5.6843e-14
1992 | 244.3333 | 0 | 0 | 0 | 0.031928 | 0 | 0 | 0.01566 | 1.1369e-13
1992 | 244.3437 | 0 | 0 | 0.66555 | 0.9738 | 0 | 0 | -1.1369e-13 | 0
1992 | 244.3542 | 0 | 0 | 1.0884 | 1.3969 | 0 | 0 | 2.2737e-13 | 1.1369e-13
1992 | 244.3646 | 0 | 0 | 0.06264 | 0.007982 | 0 | 0 | -0.027405 | 0.011973
1992 | 244.375 | 0 | 0 | 0 | 0 | 0 | 0 | 0.00783 | 0.011973
1992 | 244.3854 | 0 | 0 | 0 | 0 | 0 | 0 | 0.043065 | 0.003991
1992 | 244.3958 | 0 | 0 | 0.03915 | 0.015964 | 0 | 0 | 2.2737e-13 | 0.003991
1992 | 244.4062 | 0 | 0 | 0.07047 | 0.063856 | 0 | 0 | 0.02349 | -5.6843e-14
1992 | 244.4167 | 0 | 0 | 0.38367 | 0.19157 | 0 | 0 | 0 | 0
1992 | 244.4271 | 0 | 0 | 0.25839 | 0.19955 | 0 | 0 | -2.2737e-13 | 0
1992 | 244.4375 | 0 | 0 | 0.18792 | 0.055874 | 0 | 0 | 0.12528 | 0.007982
1992 | 244.4479 | 0 | 0 | 0.01566 | 0.03991 | 0 | 0 | 0.0783 | 5.6843e-14
1992 | 244.4583 | 0 | 0 | 0.06264 | 0.10377 | 0 | 0 | 0 | 0
1992 | 244.4687 | 0 | 0 | 0.12528 | 0.087802 | 0 | 0 | 0 | 0
1992 | 244.4792 | 0 | 0 | 0.20358 | 0.18359 | 0 | 0 | -0.011745 | 0
1992 | 244.4896 | 0 | 0 | 0 | 0.063856 | 0 | 0 | 0.090045 | 0.015964
1992 | 244.5 | 0 | 0 | 0 | 0 | 0 | 0 | 0.10962 | 0.007982
1992 | 244.5104 | 0 | 0 | 0.10962 | 0 | 0 | 0 | 0.058725 | 0.043901
1992 | 244.5208 | 0 | 0 | 0 | 0 | 0 | 0 | 0.0783 | 0.035919
1992 | 244.5312 | 0 | 0 | 0 | 0 | 0 | 0 | 0.05481 | 0.067847
1992 | 244.5417 | 0 | 0 | 0 | 0 | 0 | 0 | 0.066555 | 0.071838
1992 | 244.5521 | 0 | 0 | 0 | 0 | 0 | 0 | 0.058725 | 0.07982
1992 | 244.5625 | 0 | 0 | 0 | 0 | 0 | 0 | 0.066555 | 0.07982
1992 | 244.5729 | 0 | 0 | 0 | 0 | 0 | 0 | 0.066555 | 0.067847
1992 | 244.5833 | 0 | 0 | 0 | 0 | 0 | 0 | 0.066555 | 0.075829
1992 | 244.5937 | 0 | 0 | 0 | 0 | 0 | 0 | 0.082215 | 0.07982
1992 | 244.6042 | 0 | 0 | 0 | 0 | 0 | 0 | 0.14486 | 0.10776
1992 | 244.6146 | 0 | 0 | 0 | 0 | 0 | 0 | 0.13311 | 0.083811
1992 | 244.625 | 0 | 0 | 0 | 0 | 0 | 0 | 0.16052 | 0.067847
1992 | 244.6354 | 0 | 0 | 0 | 0 | 0 | 0 | 0.13702 | 0.067847
1992 | 244.6458 | 0 | 0 | 0 | 0 | 0 | 0 | 0.13702 | 0.055874
1992 | 244.6562 | 0 | 0 | 0 | 0 | 0 | 0 | 0.16835 | 0.055874
1992 | 244.6667 | 0 | 0 | 0 | 0 | 0 | 0 | 0.12919 | 0.043901
1992 | 244.6771 | 0 | 0 | 0 | 0 | 0 | 0 | 0.11353 | 0.03991
1992 | 244.6875 | 0 | 0 | 0 | 0 | 0 | 0 | 0.090045 | 0.031928
1992 | 244.6979 | 0 | 0 | 0 | 0 | 0 | 0 | 0.10962 | 0.047892
1992 | 244.7083 | 0 | 0 | 0 | 0 | 0 | 0 | 0.074385 | 0.035919
1992 | 244.7187 | 0 | 0 | 0 | 0 | 0 | 0 | 0.05481 | 0.043901
1992 | 244.7292 | 0 | 0 | 0 | 0 | 0 | 0 | 0.066555 | 0.019955
1992 | 244.7396 | 0 | 0 | 0 | 0 | 0 | 0 | 0.08613 | 0.007982
1992 | 244.75 | 0 | 0 | 0 | 0 | 0 | 0 | 0.097875 | 0.027937
1992 | 244.7604 | 0 | 0 | 0 | 0 | 0 | 0 | 0 | 5.6843e-14
1992 | 244.7708 | 0 | 0 | 0 | 0 | 0 | 0 | 0.066555 | 0.023946
1992 | 244.7812 | 0 | 0 | 0 | 0 | 0 | 0 | 0.01566 | 0.011973
1992 | 244.7917 | 0 | 0 | 0 | 0 | 0 | 0 | 0.05481 | -0.003991
1992 | 244.8021 | 0 | 0 | 0 | 0 | 0 | 0 | 0.003915 | 0.011973
1992 | 244.8125 | 0 | 0 | 0 | 0 | 0 | 0 | 0.027405 | 0.003991
1992 | 244.8229 | 0 | 0 | 0 | 0 | 0 | 0 | 0.027405 | 0.015964
1992 | 244.8333 | 0 | 0 | 0 | 0 | 0 | 0 | 0.003915 | 0
1992 | 244.8437 | 0 | 0 | 0 | 0 | 0 | 0 | -0.003915 | 0.003991
1992 | 244.8542 | 0 | 0 | 0 | 0 | 0 | 0 | 0.011745 | 0
1992 | 244.8646 | 0 | 0 | 0 | 0 | 0 | 0 | 0.00783 | 0
1992 | 244.875 | 0 | 0 | 0 | 0 | 0 | 0 | 0.003915 | 0.003991
1992 | 244.8854 | 0 | 0 | 0 | 0 | 0 | 0 | 0.035235 | 0.003991
1992 | 244.8958 | 0 | 0 | 0 | 0 | 0 | 0 | -0.011745 | 0.003991
1992 | 244.9062 | 0 | 0 | 0 | 0 | 0 | 0 | -0.01566 | 0.003991
1992 | 244.9167 | 0 | 0 | 0 | 0 | 0 | 0 | 0.003915 | 0.003991
1992 | 244.9271 | 0 | 0 | 0 | 0 | 0 | 0 | 0.011745 | 0.011973
1992 | 244.9375 | 0.03915 | 0 | 0 | 0 | 0 | 0 | -0.00783 | -0.003991
1992 | 244.9479 | 0 | 0 | 0 | 0 | 0 | 0 | 0.07047 | 5.6843e-14
1992 | 244.9583 | 0 | 0.015964 | 0 | 0 | 0 | 0 | -1.1369e-13 | 0.003991
1992 | 244.9687 | 0 | 0 | 0 | 0 | 0 | 0 | -0.03915 | 0.003991
1992 | 244.9792 | 0 | 0 | 0 | 0 | 0 | 0 | 0.01566 | -0.003991
1992 | 244.9896 | 0 | 0 | 0 | 0 | 0 | 0 | 0.02349 | 0.003991
1992 | 245 | 0 | 0 | 0 | 0 | 0 | 0 | 1.1369e-13 | -0.007982
1992 | 245.0104 | 0 | 0 | 0.14877 | 0 | 0 | 0 | 0.066555 | 0.03991
1992 | 245.0208 | 0 | 0 | 0 | 0 | 0 | 0 | 0.02349 | -0.007982
1992 | 245.0312 | 0 | 0 | 0 | 0 | 0 | 0 | 0.05481 | -0.007982
1992 | 245.0417 | 0 | 0 | 0 | 0 | 0 | 0 | 0.097875 | -0.007982
1992 | 245.0521 | 0 | 0 | 0 | 0 | 0 | 0 | 0.003915 | -0.011973
1992 | 245.0625 | 0 | 0 | 0 | 0 | 0 | 0 | 0.019575 | 0.007982
1992 | 245.0729 | 0 | 0 | 0 | 0 | 0 | 0 | -0.02349 | 0
1992 | 245.0833 | 0.04698 | 0 | 0 | 0 | 0 | 0 | -0.003915 | 0.003991
1992 | 245.0937 | 0 | 0 | 0 | 0 | 0 | 0 | 0.00783 | 0.003991
1992 | 245.1042 | 0 | 0 | 0 | 0 | 0 | 0 | 0.027405 | 0.003991
1992 | 245.1146 | 0 | 0 | 0.06264 | 0 | 0 | 0 | -0.01566 | 0.015964
1992 | 245.125 | 0 | 0 | 0.10179 | 0 | 0 | 0 | -1.1369e-13 | 0.051883
1992 | 245.1354 | 0 | 0 | 0.18792 | 0 | 0 | 0 | 0.050895 | 0.07982
1992 | 245.1458 | 0 | 0 | 0 | 0 | 0 | 0 | 0.066555 | 0.031928
1992 | 245.1562 | 0 | 0 | 0 | 0 | 0 | 0 | 0.25839 | 0.003991
1992 | 245.1667 | 0 | 0 | 0 | 0 | 0 | 0 | 0.043065 | 0.007982
1992 | 245.1771 | 0 | 0 | 0 | 0 | 0 | 0 | 0.02349 | 0.027937
1992 | 245.1875 | 0 | 0 | 0 | 0 | 0 | 0 | 0.05481 | 0
1992 | 245.1979 | 0 | 0 | 0 | 0 | 0 | 0 | -0.00783 | 0.015964
1992 | 245.2083 | 0 | 0 | 0 | 0 | 0 | 0 | 0.06264 | 0.011973
1992 | 245.2187 | 0 | 0 | 0 | 0 | 0 | 0 | 0.07047 | -0.011973
1992 | 245.2292 | 0 | 0 | 0 | 0 | 0 | 0 | 0.011745 | 0.007982
1992 | 245.2396 | 0 | 0 | 0 | 0 | 0 | 0 | 0.019575 | 0.007982
1992 | 245.25 | 0 | 0 | 0 | 0 | 0 | 0 | 0.019575 | -0.011973
1992 | 245.2604 | 0 | 0 | 0 | 0 | 0 | 0 | -0.00783 | 0.007982
1992 | 245.2708 | 0 | 0 | 0 | 0 | 0 | 0 | -0.00783 | 0.007982
1992 | 245.2812 | 0 | 0 | 0 | 0 | 0 | 0 | -0.011745 | 0.007982
1992 | 245.2917 | 0 | 0 | 0 | 0 | 0 | 0 | 0.00783 | -0.007982
1992 | 245.3021 | 0 | 0 | 0 | 0 | 0 | 0 | 0.05481 | -0.003991
1992 | 245.3125 | 0 | 0 | 0 | 0 | 0 | 0 | -0.011745 | 0
1992 | 245.3229 | 0 | 0 | 0 | 0 | 0 | 0 | 0.03132 | 0.007982
1992 | 245.3333 | 0 | 0 | 0 | 0 | 0 | 0 | 0 | 0.003991
1992 | 245.3437 | 0 | 0 | 0 | 0 | 0 | 0 | -0.01566 | 0.019955
1992 | 245.3542 | 0 | 0 | 0 | 0 | 0 | 0 | -0.02349 | 0.023946
1992 | 245.3646 | 0 | 0 | 0 | 0 | 0 | 0 | 0.011745 | 0.007982
1992 | 245.375 | 0 | 0 | 0 | 0 | 0 | 0 | -0.003915 | 0.051883
1992 | 245.3854 | 0 | 0 | 0 | 0 | 0 | 0 | 0.07047 | 0.007982
1992 | 245.3958 | 0 | 0 | 0 | 0 | 0 | 0 | 0.07047 | -0.015964
1992 | 245.4062 | 0 | 0 | 0 | 0 | 0 | 0 | 0.027405 | 0.043901
1992 | 245.4167 | 0 | 0 | 0 | 0 | 0 | 0 | 0.11353 | 0.007982
1992 | 245.4271 | 0 | 0 | 0 | 0 | 0 | 0 | 0.10179 | 0.011973
1992 | 245.4375 | 0 | 0 | 0 | 0 | 0 | 0 | 0.10962 | 0.031928
1992 | 245.4479 | 0 | 0 | 0 | 0 | 0 | 0 | 0.09396 | 0.011973
1992 | 245.4583 | 0 | 0 | 0 | 0 | 0 | 0 | 0.12528 | 0.019955
1992 | 245.4687 | 0 | 0 | 0 | 0 | 0 | 0 | 0.1566 | 0.027937
1992 | 245.4792 | 0 | 0 | 0 | 0 | 0 | 0 | 0.13311 | 0.031928
1992 | 245.4896 | 0 | 0 | 0 | 0 | 0 | 0 | 0.13311 | 0.023946
1992 | 245.5 | 0 | 0 | 0 | 0 | 0 | 0 | 0.12919 | 0.03991
1992 | 245.5104 | 0 | 0 | 0 | 0 | 0 | 0 | 0.13311 | 0.051883
1992 | 245.5208 | 0 | 0 | 0 | 0 | 0 | 0 | 0.12136 | 0.055874
1992 | 245.5312 | 0 | 0 | 0 | 0 | 0 | 0 | 0.14877 | 0.055874
1992 | 245.5417 | 0 | 0 | 0 | 0 | 0 | 0 | 0.21141 | 0.031928
1992 | 245.5521 | 0 | 0 | 0 | 0 | 0 | 0 | 0.097875 | 0.043901
1992 | 245.5625 | 0 | 0 | 0 | 0 | 0 | 0 | 0.19575 | 0.095784
1992 | 245.5729 | 0 | 0 | 0 | 0 | 0 | 0 | 0.050895 | 0.03991
1992 | 245.5833 | 0 | 0 | 0 | 0 | 0 | 0 | 0.11354 | 0.063856
1992 | 245.5937 | 0 | 0 | 0 | 0 | 0 | 0 | 0.16443 | 0.03991
1992 | 245.6042 | 0 | 0 | 0 | 0 | 0 | 0 | 0.12919 | 0.067847
1992 | 245.6146 | 0 | 0 | 0 | 0 | 0 | 0 | 0.097875 | 0.059865
1992 | 245.625 | 0 | 0 | 0 | 0 | 0 | 0 | 0.21924 | 0.047892
1992 | 245.6354 | 0 | 0 | 0 | 0 | 0 | 0 | 0.16835 | 0.075829
1992 | 245.6458 | 0 | 0 | 0 | 0 | 0 | 0 | 0.13311 | 0.051883
1992 | 245.6562 | 0 | 0 | 0 | 0 | 0 | 0 | 0.14877 | 0.027937
1992 | 245.6667 | 0 | 0 | 0 | 0 | 0 | 0 | 0.24664 | 0.047892
1992 | 245.6771 | 0 | 0 | 0 | 0 | 0 | 0 | 0.15269 | 0.047892
1992 | 245.6875 | 0 | 0 | 0 | 0 | 0 | 0 | 0.06264 | 0.067847
1992 | 245.6979 | 0 | 0 | 0 | 0 | 0 | 0 | 0.18009 | 0.035919
1992 | 245.7083 | 0 | 0 | 0 | 0 | 0 | 0 | 0.10179 | 0.035919
1992 | 245.7187 | 0 | 0 | 0 | 0 | 0 | 0 | 0.1566 | 0.055874
1992 | 245.7292 | 0 | 0 | 0 | 0 | 0 | 0 | 0.16834 | 0.027937
1992 | 245.7396 | 0 | 0 | 0 | 0 | 0 | 0 | 0.06264 | 0.03991
1992 | 245.75 | 0 | 0 | 0 | 0 | 0 | 0 | 0.10962 | 0.031928
1992 | 245.7604 | 0 | 0 | 0 | 0 | 0 | 0 | 0.11353 | 0.019955
1992 | 245.7708 | 0 | 0 | 0 | 0 | 0 | 0 | 0.10179 | 0.019955
1992 | 245.7812 | 0 | 0 | 0 | 0 | 0 | 0 | 0.07047 | 0.011973
1992 | 245.7917 | 0 | 0 | 0 | 0 | 0 | 0 | 0.050895 | 0.007982
1992 | 245.8021 | 0 | 0 | 0 | 0 | 0 | 0 | 0.043065 | 0.003991
1992 | 245.8125 | 0 | 0 | 0 | 0 | 0 | 0 | 0.01566 | 0.015964
1992 | 245.8229 | 0 | 0 | 0 | 0 | 0 | 0 | 0.011745 | 0
1992 | 245.8333 | 0 | 0 | 0 | 0 | 0 | 0 | 0.011745 | 0.011973
1992 | 245.8437 | 0 | 0 | 0 | 0 | 0 | 0 | -0.011745 | 0.007982
1992 | 245.8542 | 0 | 0 | 0 | 0 | 0 | 0 | 0.01566 | -0.003991
1992 | 245.8646 | 0 | 0 | 0 | 0 | 0 | 0 | 0.003915 | 0.007982
1992 | 245.875 | 0 | 0 | 0 | 0 | 0 | 0 | 0 | 0.007982
1992 | 245.8854 | 0.03132 | 0 | 0 | 0 | 0 | 0 | -0.019575 | 0.003991
1992 | 245.8958 | 0 | 0 | 0 | 0 | 0 | 0 | 0.019575 | 0.007982
1992 | 245.9062 | 0 | 0 | 0 | 0 | 0 | 0 | 0.003915 | -0.003991
1992 | 245.9167 | 0.01566 | 0 | 0 | 0 | 0 | 0 | 0.00783 | 0
1992 | 245.9271 | 0 | 0 | 0 | 0 | 0 | 0 | 0 | 0.003991
1992 | 245.9375 | 0.02349 | 0.015964 | 0 | 0 | 0 | 0 | 0.00783 | 0.003991
1992 | 245.9479 | 0 | 0.007982 | 0 | 0 | 0 | 0 | 0 | 5.6843e-14
1992 | 245.9583 | 0 | 0.015964 | 0 | 0 | 0 | 0 | 0.011745 | -5.6843e-14
1992 | 245.9687 | 0 | 0 | 0 | 0 | 0 | 0 | -0.011745 | 0.003991
1992 | 245.9792 | 0 | 0 | 0 | 0 | 0 | 0 | 0.003915 | -0.007982
1992 | 245.9896 | 0.03132 | 0 | 0 | 0 | 0 | 0 | 0.00783 | 0.007982
1992 | 246 | 0.01566 | 0 | 0 | 0 | 0 | 0 | -0.011745 | 0
1992 | 246.0104 | 0 | 0.007982 | 0 | 0 | 0 | 0 | 0.02349 | -0.011973
1992 | 246.0208 | 0 | 0 | 0 | 0 | 0 | 0 | 0 | 0.003991
1992 | 246.0312 | 0 | 0 | 0 | 0 | 0 | 0 | 0.011745 | -0.003991
1992 | 246.0417 | 0 | 0 | 0 | 0 | 0 | 0 | 0.011745 | -0.007982
1992 | 246.0521 | 0 | 0.007982 | 0 | 0 | 0 | 0 | -0.003915 | -0.003991
1992 | 246.0625 | 0 | 0 | 0 | 0 | 0 | 0 | 0.003915 | -0.003991
1992 | 246.0729 | 0 | 0.007982 | 0 | 0 | 0 | 0 | 0.00783 | -0.007982
1992 | 246.0833 | 0 | 0 | 0 | 0 | 0 | 0 | -0.011745 | -0.011973
1992 | 246.0937 | 0 | 0 | 0 | 0 | 0 | 0 | 0 | 0.007982
1992 | 246.1042 | 0 | 0 | 0 | 0 | 0 | 0 | 0.003915 | -0.011973
1992 | 246.1146 | 0 | 0 | 0 | 0 | 0 | 0 | -0.011745 | -0.011973
1992 | 246.125 | 0.00783 | 0 | 0 | 0 | 0 | 0 | -0.00783 | 0
1992 | 246.1354 | 0.03132 | 0 | 0 | 0 | 0 | 0 | 0.011745 | 0
1992 | 246.1458 | 0 | 0.007982 | 0 | 0 | 0 | 0 | -0.003915 | -0.003991
1992 | 246.1562 | 0 | 0 | 0 | 0 | 0 | 0 | 0.00783 | -0.003991
1992 | 246.1667 | 0.01566 | 0 | 0 | 0 | 0 | 0 | 0 | -0.003991
1992 | 246.1771 | 0.01566 | 0.007982 | 0 | 0 | 0 | 0 | 0.003915 | 0
1992 | 246.1875 | 0 | 0.007982 | 0 | 0 | 0 | 0 | -0.00783 | 0
1992 | 246.1979 | 0 | 0.007982 | 0 | 0 | 0 | 0 | -0.003915 | 5.6843e-14
1992 | 246.2083 | 0.00783 | 0 | 0 | 0 | 0 | 0 | 0.003915 | -0.003991
1992 | 246.2187 | 0 | 0 | 0 | 0 | 0 | 0 | 0.00783 | -0.003991
1992 | 246.2292 | 0 | 0 | 0 | 0 | 0 | 0 | -0.00783 | 0
1992 | 246.2396 | 0 | 0 | 0 | 0 | 0 | 0 | 0 | 0.007982
1992 | 246.25 | 0 | 0 | 0 | 0 | 0 | 0 | -0.003915 | 0.003991
1992 | 246.2604 | 0 | 0 | 0 | 0 | 0 | 0 | 0.019575 | 0.015964
1992 | 246.2708 | 0 | 0 | 0 | 0 | 0 | 0 | 0.00783 | 0.015964
1992 | 246.2812 | 0 | 0 | 0 | 0 | 0 | 0 | 0.011745 | 0.023946
1992 | 246.2917 | 0 | 0 | 0 | 0 | 0 | 0 | 0.03915 | 0.027937
1992 | 246.3021 | 0 | 0 | 0 | 0 | 0 | 0 | 0.030537 | 0.019955
1992 | 246.3125 | 0 | 0 | 0 | 0 | 0 | 0 | 0.061074 | 0.031928
1992 | 246.3229 | 0 | 0 | 0 | 0 | 0 | 0 | 0.061074 | 0.019955
1992 | 246.3333 | 0 | 0 | 0 | 0 | 0 | 0 | 0.061074 | 0.027937
1992 | 246.3437 | 0 | 0 | 0 | 0 | 0 | 0 | 0.04972 | 0.027937
1992 | 246.3542 | 0 | 0 | 0 | 0 | 0 | 0 | 0.1057 | 0.035919
1992 | 246.3646 | 0 | 0 | 0 | 0 | 0 | 0 | 0.066555 | 0.031928
1992 | 246.375 | 0 | 0 | 0 | 0 | 0 | 0 | 0.027405 | 0.015964
1992 | 246.3854 | 0 | 0 | 0 | 0 | 0 | 0 | 0.09396 | 0.019955
1992 | 246.3958 | 0 | 0 | 0 | 0 | 0 | 0 | 0.07047 | 0.011973
1992 | 246.4062 | 0 | 0 | 0 | 0 | 0 | 0 | 0.08613 | 0.031928
1992 | 246.4167 | 0 | 0 | 0 | 0 | 0 | 0 | 0.0783 | 0.023946
1992 | 246.4271 | 0 | 0 | 0 | 0 | 0 | 0 | 0.09396 | 0.007982
1992 | 246.4375 | 0 | 0 | 0 | 0 | 0 | 0 | 0.11353 | 0.023946
1992 | 246.4479 | 0 | 0 | 0 | 0 | 0 | 0 | 0.10179 | 0.023946
1992 | 246.4583 | 0 | 0 | 0 | 0 | 0 | 0 | 0.11353 | 0.031928
1992 | 246.4687 | 0 | 0 | 0 | 0 | 0 | 0 | 0.14486 | 0.019955
1992 | 246.4792 | 0 | 0 | 0 | 0 | 0 | 0 | 0.11745 | 0.03991
1992 | 246.4896 | 0 | 0 | 0 | 0 | 0 | 0 | 0.13311 | 0.043901
1992 | 246.5 | 0 | 0 | 0 | 0 | 0 | 0 | 0.14094 | 0.027937
1992 | 246.5104 | 0 | 0 | 0 | 0 | 0 | 0 | 0.12137 | 0.059865
1992 | 246.5208 | 0 | 0 | 0 | 0 | 0 | 0 | 0.184 | 0.035919
1992 | 246.5312 | 0 | 0 | 0 | 0 | 0 | 0 | 0.14486 | 0.047892
1992 | 246.5417 | 0 | 0 | 0 | 0 | 0 | 0 | 0.14877 | 0.067847
1992 | 246.5521 | 0 | 0 | 0 | 0 | 0 | 0 | 0.14877 | 0.051883
1992 | 246.5625 | 0 | 0 | 0 | 0 | 0 | 0 | 0.12919 | 0.071838
1992 | 246.5729 | 0 | 0 | 0 | 0 | 0 | 0 | 0.17226 | 0.051883
1992 | 246.5833 | 0 | 0 | 0 | 0 | 0 | 0 | 0.14486 | 0.059865
1992 | 246.5937 | 0 | 0 | 0 | 0 | 0 | 0 | 0.17226 | 0.059865
1992 | 246.6042 | 0 | 0 | 0 | 0 | 0 | 0 | 0.14094 | 0.051883
1992 | 246.6146 | 0 | 0 | 0 | 0 | 0 | 0 | 0.1566 | 0.067847
1992 | 246.625 | 0 | 0 | 0 | 0 | 0 | 0 | 0.12136 | 0.043901
1992 | 246.6354 | 0 | 0 | 0 | 0 | 0 | 0 | 0.14094 | 0.047892
1992 | 246.6458 | 0 | 0 | 0 | 0 | 0 | 0 | 0.12919 | 0.047892
1992 | 246.6562 | 0 | 0 | 0 | 0 | 0 | 0 | 0.1566 | 0.051883
1992 | 246.6667 | 0 | 0 | 0 | 0 | 0 | 0 | 0.10179 | 0.03991
1992 | 246.6771 | 0 | 0 | 0 | 0 | 0 | 0 | 0.11745 | 0.047892
1992 | 246.6875 | 0 | 0 | 0 | 0 | 0 | 0 | 0.12528 | 0.035919
1992 | 246.6979 | 0 | 0 | 0 | 0 | 0 | 0 | 0.097875 | 0.03991
1992 | 246.7083 | 0 | 0 | 0 | 0 | 0 | 0 | 0.11745 | 0.023946
1992 | 246.7187 | 0 | 0 | 0 | 0 | 0 | 0 | 0.07047 | 0.047892
1992 | 246.7292 | 0 | 0 | 0 | 0 | 0 | 0 | 0.097875 | 0.031928
1992 | 246.7396 | 0 | 0 | 0 | 0 | 0 | 0 | 0.074385 | 0.023946
1992 | 246.75 | 0 | 0 | 0 | 0 | 0 | 0 | 0.07047 | 0.035919
1992 | 246.7604 | 0 | 0 | 0 | 0 | 0 | 0 | 0.066555 | 0.023946
1992 | 246.7708 | 0 | 0 | 0 | 0 | 0 | 0 | 0.043065 | 0.011973
1992 | 246.7812 | 0 | 0 | 0 | 0 | 0 | 0 | 0.027405 | 0.007982
1992 | 246.7917 | 0 | 0 | 0 | 0 | 0 | 0 | 0.03132 | 0.015964
1992 | 246.8021 | 0 | 0 | 0 | 0 | 0 | 0 | 0.011745 | 0.007982
1992 | 246.8125 | 0 | 0 | 0 | 0 | 0 | 0 | 0.011745 | 0.007982
1992 | 246.8229 | 0 | 0 | 0 | 0 | 0 | 0 | 0.00783 | 0.003991
1992 | 246.8333 | 0 | 0 | 0 | 0 | 0 | 0 | 0.011745 | 0.007982
1992 | 246.8437 | 0 | 0 | 0 | 0 | 0 | 0 | 0.003915 | 0.011973
1992 | 246.8542 | 0 | 0 | 0 | 0 | 0 | 0 | 0.003915 | -0.003991
1992 | 246.8646 | 0 | 0 | 0 | 0 | 0 | 0 | 0.00783 | 0.007982
1992 | 246.875 | 0 | 0 | 0 | 0 | 0 | 0 | 0.00783 | 0.003991
1992 | 246.8854 | 0 | 0 | 0 | 0 | 0 | 0 | 0.003915 | 0.007982
1992 | 246.8958 | 0 | 0 | 0 | 0 | 0 | 0 | 0 | 5.6843e-14
1992 | 246.9062 | 0 | 0 | 0 | 0 | 0 | 0 | 0.003915 | 0.011973
1992 | 246.9167 | 0 | 0 | 0 | 0 | 0 | 0 | 0.00783 | -0.003991
1992 | 246.9271 | 0 | 0 | 0 | 0 | 0 | 0 | 0 | 0
1992 | 246.9375 | 0 | 0 | 0 | 0 | 0 | 0 | -0.003915 | 0.003991
1992 | 246.9479 | 0 | 0 | 0 | 0 | 0 | 0 | 0.011745 | 0.003991
1992 | 246.9583 | 0 | 0 | 0 | 0 | 0 | 0 | 0 | 0.007982
1992 | 246.9687 | 0 | 0 | 0 | 0 | 0 | 0 | 0.003915 | 0.003991
1992 | 246.9792 | 0 | 0 | 0 | 0 | 0 | 0 | 0.003915 | 0
1992 | 246.9896 | 0 | 0 | 0 | 0 | 0 | 0 | 0.003915 | 0.007982
1992 | 247 | 0 | 0 | 0 | 0 | 0 | 0 | 0 | -0.003991
1992 | 247.0104 | 0 | 0 | 0 | 0 | 0 | 0 | 0 | -0.003991
1992 | 247.0208 | 0 | 0 | 0 | 0 | 0 | 0 | 0.003915 | 0.011973
1992 | 247.0312 | 0 | 0 | 0 | 0 | 0 | 0 | -0.003915 | 0
1992 | 247.0417 | 0 | 0 | 0 | 0 | 0 | 0 | 0.01566 | 0.003991
1992 | 247.0521 | 0 | 0 | 0 | 0 | 0 | 0 | -0.003915 | 0
1992 | 247.0625 | 0 | 0 | 0 | 0 | 0 | 0 | 0 | 0.003991
1992 | 247.0729 | 0 | 0 | 0 | 0 | 0 | 0 | 0.011745 | 0.003991
1992 | 247.0833 | 0 | 0 | 0 | 0 | 0 | 0 | 0 | 0.003991
1992 | 247.0937 | 0 | 0 | 0 | 0 | 0 | 0 | 0.003915 | 0.003991
1992 | 247.1042 | 0 | 0 | 0 | 0 | 0 | 0 | -0.003915 | -0.003991
1992 | 247.1146 | 0 | 0 | 0 | 0 | 0 | 0 | 0.00783 | -0.003991
1992 | 247.125 | 0 | 0 | 0 | 0 | 0 | 0 | 0.003915 | 0.011973
1992 | 247.1354 | 0 | 0 | 0 | 0 | 0 | 0 | -0.003915 | 0
1992 | 247.1458 | 0 | 0 | 0 | 0 | 0 | 0 | 0 | -0.003991
1992 | 247.1562 | 0 | 0 | 0 | 0 | 0 | 0 | 0.00783 | 0.003991
1992 | 247.1667 | 0 | 0 | 0 | 0 | 0 | 0 | -0.00783 | 0.003991
1992 | 247.1771 | 0 | 0 | 0 | 0 | 0 | 0 | 0 | 0.003991
1992 | 247.1875 | 0 | 0 | 0 | 0 | 0 | 0 | 0.00783 | -0.003991
1992 | 247.1979 | 0 | 0 | 0 | 0 | 0 | 0 | 0.003915 | 0.007982
1992 | 247.2083 | 0 | 0 | 0 | 0 | 0 | 0 | -0.003915 | -0.007982
1992 | 247.2187 | 0 | 0 | 0 | 0 | 0 | 0 | 0 | 0.003991
1992 | 247.2292 | 0 | 0 | 0 | 0 | 0 | 0 | 0 | 0
1992 | 247.2396 | 0 | 0 | 0 | 0 | 0 | 0 | 0.00783 | 0.003991
1992 | 247.25 | 0 | 0 | 0 | 0 | 0 | 0 | 0 | -0.003991
1992 | 247.2604 | 0 | 0 | 0 | 0 | 0 | 0 | -0.00783 | 0
1992 | 247.2708 | 0 | 0 | 0 | 0 | 0 | 0 | 0.003915 | 0
1992 | 247.2812 | 0 | 0 | 0 | 0 | 0 | 0 | 0 | -0.003991
1992 | 247.2917 | 0 | 0 | 0 | 0 | 0 | 0 | 0.003915 | -0.003991
1992 | 247.3021 | 0 | 0 | 0 | 0 | 0 | 0 | 0 | 0.007982
1992 | 247.3125 | 0 | 0 | 0 | 0 | 0 | 0 | -0.00783 | 0.003991
1992 | 247.3229 | 0.01566 | 0 | 0 | 0 | 0 | 0 | 0 | 0.011973
1992 | 247.3333 | 0 | 0 | 0 | 0 | 0 | 0 | 0.027405 | 0.007982
1992 | 247.3437 | 0 | 0 | 0 | 0 | 0 | 0 | 0.00783 | 0.015964
1992 | 247.3542 | 0 | 0 | 0 | 0 | 0 | 0 | 0.027405 | 0.015964
1992 | 247.3646 | 0 | 0 | 0 | 0 | 0 | 0 | 0.027405 | 0.023946
1992 | 247.375 | 0 | 0 | 0 | 0 | 0 | 0 | 0.043065 | 0.011973
1992 | 247.3854 | 0 | 0 | 0 | 0 | 0 | 0 | 0.04698 | 0.031928
1992 | 247.3958 | 0 | 0 | 0 | 0 | 0 | 0 | 0.011745 | 0.003991
1992 | 247.4062 | 0 | 0 | 0 | 0 | 0 | 0 | 0.082215 | 0.019955
1992 | 247.4167 | 0 | 0 | 0 | 0 | 0 | 0 | 0.07047 | 0.019955
1992 | 247.4271 | 0 | 0 | 0 | 0 | 0 | 0 | 0.097875 | 0.015964
1992 | 247.4375 | 0 | 0 | 0 | 0 | 0 | 0 | -0.24273 | 0.023946
1992 | 247.4479 | 0 | 0 | 0 | 0 | 0 | 0 | 0.43457 | 0.015964
1992 | 247.4583 | 0 | 0 | 0 | 0 | 0 | 0 | 0.12136 | 0.019955
1992 | 247.4687 | 0 | 0 | 0 | 0 | 0 | 0 | 0.14486 | 0.035919
1992 | 247.4792 | 0 | 0 | 0 | 0 | 0 | 0 | 0.13702 | 0.027937
1992 | 247.4896 | 0 | 0 | 0 | 0 | 0 | 0 | 0.12528 | 0.023946
1992 | 247.5 | 0 | 0 | 0 | 0 | 0 | 0 | 0.13702 | 0.043901
1992 | 247.5104 | 0 | 0 | 0 | 0 | 0 | 0 | 0.15269 | 0.043901
1992 | 247.5208 | 0 | 0 | 0 | 0 | 0 | 0 | 0.12919 | 0.047892
1992 | 247.5312 | 0 | 0 | 0 | 0 | 0 | 0 | 0.14211 | 0.070242
1992 | 247.5417 | 0 | 0 | 0 | 0 | 0 | 0 | 0.14799 | 0.052681
1992 | 247.5521 | 0 | 0 | 0 | 0 | 0 | 0 | 0.14799 | 0.042305
1992 | 247.5625 | 0 | 0 | 0 | 0 | 0 | 0 | 0.12254 | 0.043901
1992 | 247.5729 | 0 | 0 | 0 | 0 | 0 | 0 | 0.13311 | 0.063856
1992 | 247.5833 | 0 | 0 | 0 | 0 | 0 | 0 | 0.12528 | 0.03991
1992 | 247.5937 | 0 | 0 | 0 | 0 | 0 | 0 | 0.16835 | 0.059865
1992 | 247.6042 | 0 | 0 | 0 | 0 | 0 | 0 | 0.04698 | 0.051883
1992 | 247.6146 | 0 | 0 | 0 | 0 | 0 | 0 | 0.08613 | 0.043901
1992 | 247.625 | 0 | 0 | 0 | 0 | 0 | 0 | 0.05481 | 0.043901
1992 | 247.6354 | 0 | 0 | 0 | 0 | 0 | 0 | 0.10179 | 0.051883
1992 | 247.6458 | 0 | 0 | 0 | 0 | 0 | 0 | 0.05481 | 0.051883
1992 | 247.6562 | 0 | 0 | 0 | 0 | 0 | 0 | 0.066555 | 0.047892
1992 | 247.6667 | 0 | 0 | 0 | 0 | 0 | 0 | 0.03915 | 0.043901
1992 | 247.6771 | 0 | 0 | 0 | 0 | 0 | 0 | 0.0783 | 0.047892
1992 | 247.6875 | 0 | 0 | 0 | 0 | 0 | 0 | 0.050895 | 0.055874
1992 | 247.6979 | 0 | 0 | 0 | 0 | 0 | 0 | 0.066555 | 0.023946
1992 | 247.7083 | 0 | 0 | 0 | 0 | 0 | 0 | 0.011745 | 0.043901
1992 | 247.7187 | 0 | 0 | 0 | 0 | 0 | 0 | 0.03132 | 0.043901
1992 | 247.7292 | 0 | 0 | 0 | 0 | 0 | 0 | 0.04698 | 0.047892
1992 | 247.7396 | 0 | 0 | 0 | 0 | 0 | 0 | 0.058725 | 0.011973
1992 | 247.75 | 0 | 0 | 0 | 0 | 0 | 0 | 0.01566 | 0.043901
1992 | 247.7604 | 0 | 0 | 0 | 0 | 0 | 0 | 0.035235 | 0.027937
1992 | 247.7708 | 0 | 0 | 0 | 0 | 0 | 0 | 0.04698 | 0.027937
1992 | 247.7812 | 0 | 0 | 0 | 0 | 0 | 0 | 0.00783 | 0.015964
1992 | 247.7917 | 0 | 0 | 0 | 0 | 0 | 0 | 0.027405 | 0.011973
1992 | 247.8021 | 0 | 0 | 0 | 0 | 0 | 0 | 0.011745 | 0.015964
1992 | 247.8125 | 0 | 0 | 0 | 0 | 0 | 0 | 0.00783 | 0.019955
1992 | 247.8229 | 0 | 0 | 0 | 0 | 0 | 0 | 0 | 0.011973
1992 | 247.8333 | 0 | 0 | 0 | 0 | 0 | 0 | 0.011745 | 5.6843e-14
1992 | 247.8437 | 0 | 0 | 0 | 0 | 0 | 0 | 0.027405 | 0.015964
1992 | 247.8542 | 0 | 0 | 0 | 0 | 0 | 0 | -0.01566 | 0.003991
1992 | 247.8646 | 0 | 0 | 0 | 0 | 0 | 0 | 0 | 0.015964
1992 | 247.875 | 0 | 0 | 0 | 0 | 0 | 0 | -0.003915 | 0.011973
1992 | 247.8854 | 0.02349 | 0 | 0 | 0 | 0 | 0 | 0.003915 | 0.003991
1992 | 247.8958 | 0 | 0 | 0 | 0 | 0 | 0 | 0.01566 | 0.003991
1992 | 247.9062 | 0 | 0 | 0 | 0 | 0 | 0 | -0.01566 | 0.023946
1992 | 247.9167 | 0.00783 | 0 | 0 | 0 | 0 | 0 | 0.003915 | 0.011973
1992 | 247.9271 | 0 | 0 | 0 | 0 | 0 | 0 | 0.019575 | 0.003991
1992 | 247.9375 | 0 | 0 | 0 | 0 | 0 | 0 | -0.00783 | 0.015964
1992 | 247.9479 | 0.00783 | 0 | 0 | 0 | 0 | 0 | 0.00783 | -0.003991
1992 | 247.9583 | 0 | 0 | 0 | 0 | 0 | 0 | -0.003915 | 0.007982
1992 | 247.9687 | 0.02349 | 0 | 0 | 0 | 0 | 0 | 0.003915 | 0.015964
1992 | 247.9792 | 0.01566 | 0 | 0 | 0 | 0 | 0 | -0.003915 | 0.015964
1992 | 247.9896 | 0 | 0 | 0 | 0 | 0 | 0 | 0.02349 | 0
1992 | 248 | 0 | 0 | 0 | 0 | 0 | 0 | -0.00783 | 0.007982
1992 | 248.0104 | 0 | 0 | 0 | 0 | 0 | 0 | 0.011745 | -0.007982
1992 | 248.0208 | 0 | 0 | 0 | 0 | 0 | 0 | -0.00783 | 0.011973
1992 | 248.0312 | 0 | 0 | 0 | 0 | 0 | 0 | 0.027405 | -0.007982
1992 | 248.0417 | 0.01566 | 0 | 0 | 0 | 0 | 0 | -0.019575 | 0.003991
1992 | 248.0521 | 0.03132 | 0 | 0 | 0 | 0 | 0 | 0.01566 | -5.6843e-14
1992 | 248.0625 | 0 | 0 | 0 | 0 | 0 | 0 | -0.019575 | 0.007982
1992 | 248.0729 | 0 | 0 | 0 | 0 | 0 | 0 | -0.011745 | -0.003991
1992 | 248.0833 | 0 | 0 | 0 | 0 | 0 | 0 | 0.011745 | -0.003991
1992 | 248.0937 | 0.01566 | 0.007982 | 0 | 0 | 0 | 0 | -0.003915 | -0.007982
1992 | 248.1042 | 0 | 0 | 0 | 0 | 0 | 0 | 0 | 0.003991
1992 | 248.1146 | 0.01566 | 0.015964 | 0 | 0 | 0 | 0 | 0.003915 | 0.003991
1992 | 248.125 | 0 | 0 | 0 | 0 | 0 | 0 | -0.003915 | 0
1992 | 248.1354 | 0.03132 | 0.007982 | 0 | 0 | 0 | 0 | 0.011745 | -0.007982
1992 | 248.1458 | 0 | 0 | 0 | 0 | 0 | 0 | -0.01566 | 0.007982
1992 | 248.1562 | 0 | 0 | 0 | 0 | 0 | 0 | -0.00783 | -0.011973
1992 | 248.1667 | 0.02349 | 0 | 0 | 0 | 0 | 0 | 0 | 0
1992 | 248.1771 | 0 | 0 | 0 | 0 | 0 | 0 | 0.00783 | -0.007982
1992 | 248.1875 | 0 | 0.015964 | 0 | 0 | 0 | 0 | -0.011745 | 0.003991
1992 | 248.1979 | 0.02349 | 0 | 0 | 0 | 0 | 0 | 0.00783 | -0.003991
1992 | 248.2083 | 0 | 0 | 0 | 0 | 0 | 0 | -0.00783 | 0.003991
1992 | 248.2187 | 0.02349 | 0 | 0 | 0 | 0 | 0 | 0.00783 | -0.003991
1992 | 248.2292 | 0.02349 | 0 | 0 | 0 | 0 | 0 | 0 | 0.003991
1992 | 248.2396 | 0 | 0 | 0 | 0 | 0 | 0 | -0.08613 | -0.003991
1992 | 248.25 | 0 | 0 | 0 | 0 | 0 | 0 | 0.027405 | 0.007982
1992 | 248.2604 | 0 | 0 | 0 | 0 | 0 | 0 | 0.035235 | -0.003991
1992 | 248.2708 | 0 | 0 | 0 | 0 | 0 | 0 | -0.035235 | 0.011973
1992 | 248.2812 | 0 | 0 | 0 | 0 | 0 | 0 | 0 | -0.007982
1992 | 248.2917 | 0 | 0 | 0 | 0 | 0 | 0 | 0.019575 | -0.003991
1992 | 248.3021 | 0 | 0 | 0 | 0 | 0 | 0 | 0.03132 | 0.003991
1992 | 248.3125 | 0 | 0 | 0 | 0 | 0 | 0 | 0.01566 | -0.003991
1992 | 248.3229 | 0 | 0 | 0 | 0 | 0 | 0 | -0.011745 | 0.007982
1992 | 248.3333 | 0 | 0 | 0 | 0 | 0 | 0 | -0.019575 | 0.031928
1992 | 248.3437 | 0 | 0 | 0 | 0 | 0 | 0 | 0 | 0.027937
1992 | 248.3542 | 0 | 0 | 0 | 0 | 0 | 0 | 0.035235 | 0.027937
1992 | 248.3646 | 0 | 0 | 0 | 0 | 0 | 0 | -0.066555 | 0.019955
1992 | 248.375 | 0 | 0 | 0 | 0 | 0 | 0 | 0.082215 | 0.027937
1992 | 248.3854 | 0 | 0 | 0 | 0 | 0 | 0 | -0.035235 | 0.031928
1992 | 248.3958 | 0 | 0 | 0 | 0 | 0 | 0 | 0.02349 | 0.023946
1992 | 248.4062 | 0 | 0 | 0 | 0 | 0 | 0 | 0.097875 | -0.003991
1992 | 248.4167 | 0 | 0 | 0 | 0 | 0 | 0 | -0.003915 | 0.035919
1992 | 248.4271 | 0 | 0 | 0 | 0 | 0 | 0 | 0.019575 | 0.031928
1992 | 248.4375 | 0 | 0 | 0 | 0 | 0 | 0 | 0.058725 | 0.003991
1992 | 248.4479 | 0 | 0 | 0 | 0 | 0 | 0 | -0.003915 | 0.019955
1992 | 248.4583 | 0 | 0 | 0 | 0 | 0 | 0 | 0.06264 | 0.019955
1992 | 248.4687 | 0 | 0 | 0 | 0 | 0 | 0 | 0.058725 | 0.019955
1992 | 248.4792 | 0 | 0 | 0 | 0 | 0 | 0 | 0.02349 | 0.047892
1992 | 248.4896 | 0 | 0 | 0 | 0 | 0 | 0 | -0.003915 | 0.031928
1992 | 248.5 | 0 | 0 | 0 | 0 | 0 | 0 | 0.10571 | 0.023946
1992 | 248.5104 | 0 | 0 | 0 | 0 | 0 | 0 | 0.03132 | 0.031928
1992 | 248.5208 | 0 | 0 | 0 | 0 | 0 | 0 | 0.0783 | 0.031928
1992 | 248.5312 | 0 | 0 | 0 | 0 | 0 | 0 | -0.02349 | 0.043901
1992 | 248.5417 | 0 | 0 | 0 | 0 | 0 | 0 | 0.066555 | 0.063856
1992 | 248.5521 | 0 | 0 | 0 | 0 | 0 | 0 | 0.003915 | 0.043901
1992 | 248.5625 | 0 | 0 | 0 | 0 | 0 | 0 | 0.11745 | 0.035919
1992 | 248.5729 | 0 | 0 | 0 | 0 | 0 | 0 | -0.02349 | 0.067847
1992 | 248.5833 | 0 | 0 | 0 | 0 | 0 | 0 | 0.097875 | 0.063856
1992 | 248.5937 | 0 | 0 | 0 | 0 | 0 | 0 | 0.07047 | 0.043901
1992 | 248.6042 | 0 | 0 | 0 | 0 | 0 | 0 | 0.08613 | 0.071838
1992 | 248.6146 | 0 | 0 | 0 | 0 | 0 | 0 | -0.0783 | 0.063856
1992 | 248.625 | 0 | 0 | 0 | 0 | 0 | 0 | 0.04698 | 0.051883
1992 | 248.6354 | 0 | 0 | 0 | 0 | 0 | 0 | 0.08613 | 0.043901
1992 | 248.6458 | 0 | 0 | 0 | 0 | 0 | 0 | 0.019575 | 0.047892
1992 | 248.6562 | 0 | 0 | 0 | 0 | 0 | 0 | 0.06264 | 0.055874
1992 | 248.6667 | 0 | 0 | 0 | 0 | 0 | 0 | 0.04698 | 0.047892
1992 | 248.6771 | 0 | 0 | 0 | 0 | 0 | 0 | -0.03132 | 0.031928
1992 | 248.6875 | 0 | 0 | 0 | 0 | 0 | 0 | 0.08613 | 0.051883
1992 | 248.6979 | 0 | 0 | 0 | 0 | 0 | 0 | 0.01566 | 0.03991
1992 | 248.7083 | 0 | 0 | 0 | 0 | 0 | 0 | 0.011745 | 0.047892
1992 | 248.7187 | 0 | 0 | 0 | 0 | 0 | 0 | 0.08613 | 0.019955
1992 | 248.7292 | 0 | 0 | 0 | 0 | 0 | 0 | -0.05481 | 0.03991
1992 | 248.7396 | 0 | 0 | 0 | 0 | 0 | 0 | 0.011745 | 0.027937
1992 | 248.75 | 0 | 0 | 0 | 0 | 0 | 0 | 0.082215 | 0.027937
1992 | 248.7604 | 0 | 0 | 0 | 0 | 0 | 0 | 1.1369e-13 | 0.019955
1992 | 248.7708 | 0 | 0 | 0 | 0 | 0 | 0 | 0.03132 | 0.027937
1992 | 248.7812 | 0 | 0 | 0 | 0 | 0 | 0 | -0.00783 | 0.023946
1992 | 248.7917 | 0 | 0 | 0 | 0 | 0 | 0 | -0.011745 | 0.011973
1992 | 248.8021 | 0 | 0 | 0 | 0 | 0 | 0 | 0.003915 | 0.007982
1992 | 248.8125 | 0 | 0 | 0 | 0 | 0 | 0 | 0.019575 | 0.023946
1992 | 248.8229 | 0 | 0 | 0 | 0 | 0 | 0 | 0.00783 | 0.011973
1992 | 248.8333 | 0.03915 | 0 | 0 | 0 | 0 | 0 | -0.02349 | 0.023946
1992 | 248.8437 | 0 | 0 | 0 | 0 | 0 | 0 | 0.03132 | 0
1992 | 248.8542 | 0 | 0 | 0.05481 | 0 | 0 | 0 | 0 | 0.030132
1992 | 248.8646 | 0 | 0 | 0.35235 | 0 | 0 | 0 | -0.027405 | 0.020354
1992 | 248.875 | 0 | 0 | 0 | 0 | 0 | 0 | 0.48938 | 0.010177
1992 | 248.8854 | 0 | 0 | 0.28971 | 0 | 0 | 0 | -0.02349 | 0.035919
1992 | 248.8958 | 0 | 0 | 0.14094 | 0 | 0 | 0 | 0.082215 | 0.022948
1992 | 248.9062 | 0 | 0.03991 | 0 | 0 | 0 | 0 | 0.24664 | 0.034921
1992 | 248.9167 | 0 | 0 | 0 | 0 | 0 | 0 | 0.082215 | -0.035919
1992 | 248.9271 | 0 | 0 | 0.18009 | 0 | 0 | 0 | -0.019575 | 0.019955
1992 | 248.9375 | 0 | 0 | 0 | 0 | 0 | 0 | 0.13702 | -0.011973
1992 | 248.9479 | 0 | 0 | 0 | 0 | 0 | 0 | 0.07047 | 0.007982
1992 | 248.9583 | 0 | 0 | 0 | 0 | 0 | 0 | 0.043065 | -0.003991
1992 | 248.9687 | 0.02349 | 0 | 0 | 0 | 0 | 0 | -0.01566 | 0.007982
1992 | 248.9792 | 0 | 0 | 0 | 0 | 0 | 0 | 0.058725 | -0.011973
1992 | 248.9896 | 0 | 0 | 0 | 0 | 0 | 0 | -0.04698 | 0.015964
1992 | 249 | 0 | 0 | 0 | 0 | 0 | 0 | 0.02349 | -0.007982
1992 | 249.0104 | 0 | 0 | 0 | 0 | 0 | 0 | -0.00783 | 0.003991
1992 | 249.0208 | 0 | 0 | 0 | 0 | 0 | 0 | 0.027405 | -0.003991
1992 | 249.0312 | 0 | 0 | 0 | 0 | 0 | 0 | 0.011745 | 0.007982
1992 | 249.0417 | 0 | 0 | 0 | 0 | 0 | 0 | -0.003915 | -0.003991
1992 | 249.0521 | 0 | 0 | 0 | 0 | 0 | 0 | 0.027405 | -5.6843e-14
1992 | 249.0625 | 0 | 0 | 0 | 0 | 0 | 0 | -0.00783 | 0.003991
1992 | 249.0729 | 0 | 0 | 0 | 0 | 0 | 0 | 0.00783 | 0
1992 | 249.0833 | 0 | 0 | 0 | 0 | 0 | 0 | 0 | 0
1992 | 249.0937 | 0 | 0 | 0 | 0 | 0 | 0 | 0.00783 | -0.003991
1992 | 249.1042 | 0.03132 | 0 | 0 | 0 | 0 | 0 | -0.003915 | 0.003991
1992 | 249.1146 | 0.03132 | 0 | 0 | 0 | 0 | 0 | 1.1369e-13 | 0.023946
1992 | 249.125 | 0.03132 | 0 | 0 | 0 | 0 | 0 | 0.003915 | 0.007982
1992 | 249.1354 | 0 | 0 | 0 | 0 | 0 | 0 | 0.003915 | 0.011973
1992 | 249.1458 | 0 | 0 | 0 | 0 | 0 | 0 | 0.02349 | -0.003991
1992 | 249.1562 | 0 | 0 | 0 | 0 | 0 | 0 | 0.01566 | 0.011973
1992 | 249.1667 | 0 | 0 | 0 | 0 | 0 | 0 | 0.00783 | 0.007982
1992 | 249.1771 | 0 | 0 | 0 | 0 | 0 | 0 | 0.01566 | -0.007982
1992 | 249.1875 | 0 | 0 | 0 | 0 | 0 | 0 | 0.00783 | 0.007982
1992 | 249.1979 | 0 | 0 | 0 | 0 | 0 | 0 | 0.011745 | 0.003991
1992 | 249.2083 | 0 | 0 | 0 | 0 | 0 | 0 | 0.011745 | -0.003991
1992 | 249.2187 | 0 | 0 | 0 | 0 | 0 | 0 | 0.003915 | 0
1992 | 249.2292 | 0 | 0 | 0 | 0 | 0 | 0 | -0.011745 | 0.003991
1992 | 249.2396 | 0 | 0 | 0 | 0 | 0 | 0 | 0 | 0.007982
1992 | 249.25 | 0 | 0 | 0 | 0 | 0 | 0 | 0 | 0
1992 | 249.2604 | 0.00783 | 0 | 0 | 0 | 0 | 0 | 0.003915 | 0
1992 | 249.2708 | 0.01566 | 0 | 0 | 0 | 0 | 0 | 0.003915 | 0.007982
1992 | 249.2812 | 0.00783 | 0 | 0 | 0 | 0 | 0 | -0.02349 | 0.003991
1992 | 249.2917 | 0 | 0 | 0 | 0 | 0 | 0 | 0.003915 | 0.003991
1992 | 249.3021 | 0 | 0 | 0 | 0 | 0 | 0 | -0.011745 | 0.003991
1992 | 249.3125 | 0 | 0 | 0 | 0 | 0 | 0 | -0.00783 | 0.007982
1992 | 249.3229 | 0 | 0 | 0 | 0 | 0 | 0 | -0.003915 | 0.011973
1992 | 249.3333 | 0 | 0 | 0 | 0 | 0 | 0 | 0 | 0.019955
1992 | 249.3437 | 0 | 0 | 0 | 0 | 0 | 0 | 0.011745 | 0.003991
1992 | 249.3542 | 0 | 0 | 0 | 0 | 0 | 0 | 0.011745 | 0.023946
1992 | 249.3646 | 0 | 0 | 0 | 0 | 0 | 0 | 0.01566 | 0.023946
1992 | 249.375 | 0 | 0 | 0 | 0 | 0 | 0 | 0.05481 | -0.003991
1992 | 249.3854 | 0 | 0 | 0 | 0 | 0 | 0 | 0.011745 | 0.007982
1992 | 249.3958 | 0 | 0 | 0 | 0 | 0 | 0 | 0.066555 | 0.015964
1992 | 249.4062 | 0 | 0 | 0 | 0 | 0 | 0 | -0.01566 | 0.015964
1992 | 249.4167 | 0 | 0 | 0 | 0 | 0 | 0 | 0.05481 | 0.031928
1992 | 249.4271 | 0 | 0 | 0 | 0 | 0 | 0 | 0.03915 | 0.031928
1992 | 249.4375 | 0 | 0 | 0 | 0 | 0 | 0 | 0.05481 | 0.011973
1992 | 249.4479 | 0 | 0 | 0 | 0 | 0 | 0 | 0.04698 | 0.035919
1992 | 249.4583 | 0 | 0 | 0 | 0 | 0 | 0 | 0.05481 | 0.023946
1992 | 249.4687 | 0 | 0 | 0 | 0 | 0 | 0 | 0.074385 | 0.03991
1992 | 249.4792 | 0 | 0 | 0 | 0 | 0 | 0 | 0.07047 | 0.035919
1992 | 249.4896 | 0 | 0 | 0 | 0 | 0 | 0 | 0.05481 | 0.031928
1992 | 249.5 | 0 | 0 | 0 | 0 | 0 | 0 | 0.08613 | 0.015964
1992 | 249.5104 | 0 | 0 | 0 | 0 | 0 | 0 | 0.074385 | 0.071838
1992 | 249.5208 | 0 | 0 | 0 | 0 | 0 | 0 | 0.04698 | 0.047892
1992 | 249.5312 | 0 | 0 | 0 | 0 | 0 | 0 | 0.058725 | 0.047892
1992 | 249.5417 | 0 | 0 | 0 | 0 | 0 | 0 | 0.04698 | 0.059865
1992 | 249.5521 | 0 | 0 | 0 | 0 | 0 | 0 | 0.050895 | 0.055874
1992 | 249.5625 | 0 | 0 | 0 | 0 | 0 | 0 | 0.03915 | 0.047892
1992 | 249.5729 | 0 | 0 | 0 | 0 | 0 | 0 | 0.02349 | 0.051883
1992 | 249.5833 | 0 | 0 | 0 | 0 | 0 | 0 | 0.043065 | 0.059865
1992 | 249.5937 | 0 | 0 | 0 | 0 | 0 | 0 | 0.03132 | 0.063856
1992 | 249.6042 | 0 | 0 | 0 | 0 | 0 | 0 | 0.035235 | 0.059865
1992 | 249.6146 | 0 | 0 | 0 | 0 | 0 | 0 | 0.043065 | 0.059865
1992 | 249.625 | 0 | 0 | 0 | 0 | 0 | 0 | 0.03915 | 0.059865
1992 | 249.6354 | 0 | 0 | 0 | 0 | 0 | 0 | -0.003915 | 0.043901
1992 | 249.6458 | 0 | 0 | 0 | 0 | 0 | 0 | 0.050895 | 0.047892
1992 | 249.6562 | 0 | 0 | 0 | 0 | 0 | 0 | -0.003915 | 0.051883
1992 | 249.6667 | 0 | 0 | 0 | 0 | 0 | 0 | 0.027405 | 0.035919
1992 | 249.6771 | 0 | 0 | 0 | 0 | 0 | 0 | 0.035235 | 0.051883
1992 | 249.6875 | 0 | 0 | 0 | 0 | 0 | 0 | 0.02349 | 0.035919
1992 | 249.6979 | 0 | 0 | 0 | 0 | 0 | 0 | 0.003915 | 0.03991
1992 | 249.7083 | 0 | 0 | 0 | 0 | 0 | 0 | 0.027405 | 0.03991
1992 | 249.7187 | 0 | 0 | 0 | 0 | 0 | 0 | 0.00783 | 0.031928
1992 | 249.7292 | 0 | 0 | 0 | 0 | 0 | 0 | 0.027405 | 0.043901
1992 | 249.7396 | 0 | 0 | 0 | 0 | 0 | 0 | 0.003915 | 0.03991
1992 | 249.75 | 0 | 0 | 0 | 0 | 0 | 0 | 0 | 0.027937
1992 | 249.7604 | 0 | 0 | 0 | 0 | 0 | 0 | 0 | 0.019955
1992 | 249.7708 | 0 | 0 | 0 | 0 | 0 | 0 | 0 | 0.027937
1992 | 249.7812 | 0 | 0 | 0 | 0 | 0 | 0 | 0.00783 | 0.031928
1992 | 249.7917 | 0 | 0 | 0 | 0 | 0 | 0 | 0.01566 | 0.003991
1992 | 249.8021 | 0 | 0 | 0 | 0 | 0 | 0 | 0.01566 | 0.027937
1992 | 249.8125 | 0 | 0 | 0 | 0 | 0 | 0 | -0.011745 | 0.007982
1992 | 249.8229 | 0.01566 | 0 | 0 | 0 | 0 | 0 | 0.011745 | 0.015964
1992 | 249.8333 | 0 | 0 | 0 | 0 | 0 | 0 | 0.003915 | 0.007982
1992 | 249.8437 | 0 | 0 | 0 | 0 | 0 | 0 | 0.003915 | 0.015964
1992 | 249.8542 | 0 | 0 | 0 | 0 | 0 | 0 | -0.011745 | 0.015964
1992 | 249.8646 | 0 | 0 | 0 | 0 | 0 | 0 | 0.00783 | 0.011973
1992 | 249.875 | 0 | 0 | 0 | 0 | 0 | 0 | 0 | 0.003991
1992 | 249.8854 | 0 | 0 | 0 | 0 | 0 | 0 | -0.00783 | 0.011973
1992 | 249.8958 | 0 | 0 | 0 | 0 | 0 | 0 | 0.00783 | -0.003991
1992 | 249.9062 | 0 | 0 | 0 | 0 | 0 | 0 | -0.01566 | 0.015964
1992 | 249.9167 | 0 | 0 | 0 | 0 | 0 | 0 | 0 | 0.003991
1992 | 249.9271 | 0 | 0 | 0 | 0 | 0 | 0 | 0.011745 | 0.007982
1992 | 249.9375 | 0 | 0 | 0 | 0 | 0 | 0 | 0 | 0.011973
1992 | 249.9479 | 0 | 0 | 0 | 0 | 0 | 0 | -0.011745 | -0.003991
1992 | 249.9583 | 0 | 0 | 0 | 0 | 0 | 0 | -0.003915 | 0.011973
1992 | 249.9687 | 0 | 0 | 0 | 0 | 0 | 0 | 0.003915 | 0.007982
1992 | 249.9792 | 0 | 0 | 0 | 0 | 0 | 0 | -0.00783 | 0
1992 | 249.9896 | 0 | 0 | 0 | 0 | 0 | 0 | 0.01566 | 0.007982
1992 | 250 | 0 | 0 | 0 | 0 | 0 | 0 | -0.01566 | 0
1992 | 250.0104 | 0 | 0 | 0 | 0 | 0 | 0 | 0 | 0.007982
1992 | 250.0208 | 0 | 0 | 0 | 0 | 0 | 0 | 0 | 0.007982
1992 | 250.0312 | 0.01566 | 0 | 0 | 0 | 0 | 0 | 0.00783 | 0.015964
1992 | 250.0417 | 0 | 0 | 0 | 0 | 0 | 0 | 0 | -0.003991
1992 | 250.0521 | 0 | 0 | 0 | 0 | 0 | 0 | 0.00783 | 0
1992 | 250.0625 | 0 | 0 | 0 | 0 | 0 | 0 | -0.00783 | 0
1992 | 250.0729 | 0 | 0 | 0 | 0 | 0 | 0 | -0.003915 | 0.007982
1992 | 250.0833 | 0 | 0 | 0 | 0 | 0 | 0 | 0.00783 | 0.003991
1992 | 250.0937 | 0 | 0 | 0 | 0 | 0 | 0 | -0.011745 | 0
1992 | 250.1042 | 0 | 0 | 0 | 0 | 0 | 0 | 0.003915 | 0
1992 | 250.1146 | 0 | 0 | 0 | 0 | 0 | 0 | -0.003915 | 0
1992 | 250.125 | 0 | 0 | 0 | 0 | 0 | 0 | 0 | 0.003991
1992 | 250.1354 | 0 | 0 | 0 | 0 | 0 | 0 | -0.00783 | 0.011973
1992 | 250.1458 | 0 | 0 | 0 | 0 | 0 | 0 | -0.00783 | 0.003991
1992 | 250.1562 | 0 | 0 | 0 | 0 | 0 | 0 | 0.00783 | -0.003991
1992 | 250.1667 | 0 | 0 | 0 | 0 | 0 | 0 | -0.00783 | 0
1992 | 250.1771 | 0 | 0 | 0 | 0 | 0 | 0 | 0.003915 | 0
1992 | 250.1875 | 0 | 0 | 0 | 0 | 0 | 0 | -0.011745 | 0.003991
1992 | 250.1979 | 0 | 0 | 0 | 0 | 0 | 0 | 0.00783 | 0.003991
1992 | 250.2083 | 0 | 0 | 0 | 0 | 0 | 0 | -0.003915 | -0.003991
1992 | 250.2187 | 0 | 0 | 0 | 0 | 0 | 0 | -0.003915 | -0.003991
1992 | 250.2292 | 0 | 0 | 0 | 0 | 0 | 0 | -0.003915 | 0.007982
1992 | 250.2396 | 0 | 0 | 0 | 0 | 0 | 0 | 0 | 0.003991
1992 | 250.25 | 0 | 0 | 0 | 0 | 0 | 0 | -0.01566 | -0.003991
1992 | 250.2604 | 0 | 0 | 0 | 0 | 0 | 0 | 0.01566 | 0.003991
1992 | 250.2708 | 0 | 0 | 0 | 0 | 0 | 0 | -0.003915 | 0
1992 | 250.2812 | 0 | 0 | 0 | 0 | 0 | 0 | -0.00783 | -0.003991
1992 | 250.2917 | 0 | 0 | 0 | 0 | 0 | 0 | -0.00783 | 0.011973
1992 | 250.3021 | 0 | 0.015964 | 0 | 0 | 0 | 0 | 0 | 0.007982
1992 | 250.3125 | 0 | 0 | 0 | 0 | 0 | 0 | -0.003915 | 0.011973
1992 | 250.3229 | 0 | 0 | 0 | 0 | 0 | 0 | 0.00783 | 0.003991
1992 | 250.3333 | 0 | 0 | 0 | 0 | 0 | 0 | 0.00783 | 0.019955
1992 | 250.3437 | 0 | 0 | 0 | 0 | 0 | 0 | 0.011745 | 0.011973
1992 | 250.3542 | 0 | 0 | 0 | 0 | 0 | 0 | 0 | 0.011973
1992 | 250.3646 | 0 | 0 | 0 | 0 | 0 | 0 | 0.00783 | 0.003991
1992 | 250.375 | 0 | 0 | 0 | 0 | 0 | 0 | 0.00783 | 0.011973
1992 | 250.3854 | 0.01566 | 0 | 0 | 0 | 0 | 0 | -0.011745 | 0.007982
1992 | 250.3958 | 0 | 0 | 0 | 0 | 0 | 0 | 0.019575 | 0.007982
1992 | 250.4062 | 0 | 0 | 0 | 0 | 0 | 0 | 0.003915 | 0.007982
1992 | 250.4167 | 0 | 0 | 0 | 0 | 0 | 0 | 0.027405 | 0.007982
1992 | 250.4271 | 0 | 0 | 0 | 0 | 0 | 0 | 0.05481 | 0.011973
1992 | 250.4375 | 0 | 0 | 0 | 0 | 0 | 0 | 0.04698 | 0
1992 | 250.4479 | 0 | 0 | 0 | 0 | 0 | 0 | 0.03915 | 0.011973
1992 | 250.4583 | 0 | 0 | 0 | 0 | 0 | 0 | 0.019575 | 0.023946
1992 | 250.4687 | 0 | 0 | 0 | 0 | 0 | 0 | 0.05481 | 0.007982
1992 | 250.4792 | 0 | 0 | 0 | 0 | 0 | 0 | 0.011745 | 0.031928
1992 | 250.4896 | 0 | 0 | 0 | 0 | 0 | 0 | 0.050895 | 0.023946
1992 | 250.5 | 0 | 0 | 0 | 0 | 0 | 0 | 0.019575 | 0.031928
1992 | 250.5104 | 0 | 0 | 0 | 0 | 0 | 0 | 0.03132 | 0.027937
1992 | 250.5208 | 0 | 0 | 0 | 0 | 0 | 0 | 0.02349 | 0.051883
1992 | 250.5312 | 0 | 0 | 0 | 0 | 0 | 0 | 0.04698 | 0.03991
1992 | 250.5417 | 0 | 0 | 0 | 0 | 0 | 0 | 0.00783 | 0.03991
1992 | 250.5521 | 0 | 0 | 0 | 0 | 0 | 0 | 0.035235 | 0.051883
1992 | 250.5625 | 0 | 0 | 0 | 0 | 0 | 0 | 0.03132 | 0.059865
1992 | 250.5729 | 0 | 0 | 0 | 0 | 0 | 0 | -1.1369e-13 | 0.051883
1992 | 250.5833 | 0 | 0 | 0 | 0 | 0 | 0 | 0.043065 | 0.047892
1992 | 250.5937 | 0 | 0 | 0 | 0 | 0 | 0 | 0.011745 | 0.063856
1992 | 250.6042 | 0 | 0 | 0 | 0 | 0 | 0 | -0.011745 | 0.067847
1992 | 250.6146 | 0 | 0 | 0 | 0 | 0 | 0 | 0.019575 | 0.03991
1992 | 250.625 | 0 | 0 | 0 | 0 | 0 | 0 | 0.011745 | 0.051883
1992 | 250.6354 | 0 | 0 | 0 | 0 | 0 | 0 | -0.003915 | 0.063856
1992 | 250.6458 | 0 | 0 | 0 | 0 | 0 | 0 | 0.019575 | 0.059865
1992 | 250.6562 | 0 | 0 | 0 | 0 | 0 | 0 | -0.003915 | 0.059865
1992 | 250.6667 | 0 | 0 | 0 | 0 | 0 | 0 | 0.058725 | 0.031928
1992 | 250.6771 | 0 | 0 | 0 | 0 | 0 | 0 | 0.03915 | 0.055874
1992 | 250.6875 | 0 | 0 | 0 | 0 | 0 | 0 | 0.043065 | 0.031928
1992 | 250.6979 | 0 | 0 | 0 | 0 | 0 | 0 | -0.035235 | 0.059865
1992 | 250.7083 | 0 | 0 | 0 | 0 | 0 | 0 | 0.04698 | 0.03991
1992 | 250.7187 | 0 | 0 | 0 | 0 | 0 | 0 | 0 | 0.031928
1992 | 250.7292 | 0 | 0 | 0 | 0 | 0 | 0 | 0.01566 | 0.043901
1992 | 250.7396 | 0 | 0 | 0 | 0 | 0 | 0 | 0.011745 | 0.031928
1992 | 250.75 | 0 | 0 | 0 | 0 | 0 | 0 | 0.019575 | 0.047892
1992 | 250.7604 | 0 | 0 | 0 | 0 | 0 | 0 | 0.02349 | 0.011973
1992 | 250.7708 | 0 | 0 | 0 | 0 | 0 | 0 | 0.00783 | 0.015964
1992 | 250.7812 | 0 | 0 | 0 | 0 | 0 | 0 | 0.02349 | 0.031928
1992 | 250.7917 | 0 | 0 | 0 | 0 | 0 | 0 | 0.05481 | 0.023946
1992 | 250.8021 | 0 | 0 | 0 | 0 | 0 | 0 | -0.011745 | 0.019955
1992 | 250.8125 | 0.02349 | 0 | 0 | 0 | 0 | 0 | 0.003915 | 0.011973
1992 | 250.8229 | 0 | 0 | 0 | 0 | 0 | 0 | -0.019575 | 0
1992 | 250.8333 | 0 | 0 | 0 | 0 | 0 | 0 | 0.043065 | 0.011973
1992 | 250.8437 | 0.01566 | 0 | 0 | 0 | 0 | 0 | -0.02349 | 0.015964
1992 | 250.8542 | 0 | 0 | 0 | 0 | 0 | 0 | -0.05481 | 0
1992 | 250.8646 | 0 | 0 | 0 | 0 | 0 | 0 | 0.06264 | 0.011973
1992 | 250.875 | 0.04698 | 0 | 0 | 0 | 0 | 0 | 0 | 0.007982
1992 | 250.8854 | 0 | 0 | 0 | 0 | 0 | 0 | 0 | 0
1992 | 250.8958 | 0.08613 | 0 | 0 | 0 | 0 | 0 | 0.00783 | 0.015964
1992 | 250.9062 | 0.01566 | 0 | 0 | 0 | 0 | 0 | -0.01566 | 0.019955
1992 | 250.9167 | 0 | 0 | 0 | 0 | 0 | 0 | 0.02349 | 0
1992 | 250.9271 | 0 | 0 | 0 | 0 | 0 | 0 | 0.027405 | -0.003991
1992 | 250.9375 | 0 | 0 | 0 | 0 | 0 | 0 | 0.00783 | 0.011973
1992 | 250.9479 | 0 | 0 | 0 | 0 | 0 | 0 | -0.003915 | 0.019955
1992 | 250.9583 | 0 | 0 | 0 | 0 | 0 | 0 | 0.011745 | 0.003991
1992 | 250.9687 | 0 | 0 | 0 | 0 | 0 | 0 | 0.003915 | 0.003991
1992 | 250.9792 | 0.03915 | 0 | 0 | 0 | 0 | 0 | 1.1369e-13 | 0.007982
1992 | 250.9896 | 0.03132 | 0 | 0 | 0 | 0 | 0 | -0.027405 | -0.003991
1992 | 251 | 0 | 0 | 0 | 0 | 0 | 0 | -0.035235 | 0.027937
1992 | 251.0104 | 0 | 0 | 0 | 0 | 0 | 0 | 0.02349 | -0.003991
1992 | 251.0208 | 0 | 0 | 0 | 0 | 0 | 0 | 0.00783 | 0.023946
1992 | 251.0312 | 0 | 0 | 0 | 0 | 0 | 0 | -0.01566 | 5.6843e-14
1992 | 251.0417 | 0 | 0 | 0 | 0 | 0 | 0 | 0.01566 | 0.011973
1992 | 251.0521 | 0 | 0 | 0 | 0 | 0 | 0 | 0.03132 | -0.003991
1992 | 251.0625 | 0 | 0 | 0 | 0 | 0 | 0 | -0.00783 | 0.003991
1992 | 251.0729 | 0.04698 | 0 | 0 | 0 | 0 | 0 | 0.01566 | 0.011973
1992 | 251.0833 | 0 | 0 | 0 | 0 | 0 | 0 | 0.04698 | 0.003991
1992 | 251.0937 | 0 | 0 | 0 | 0 | 0 | 0 | 0.035235 | 0.007982
1992 | 251.1042 | 0 | 0 | 0 | 0 | 0 | 0 | -0.00783 | 0.011973
1992 | 251.1146 | 0 | 0 | 0 | 0 | 0 | 0 | 0.011745 | 0
1992 | 251.125 | 0 | 0 | 0 | 0 | 0 | 0 | 0.02349 | -0.007982
1992 | 251.1354 | 0 | 0 | 0 | 0 | 0 | 0 | 0.03132 | 0.003991
1992 | 251.1458 | 0 | 0 | 0 | 0 | 0 | 0 | 0.00783 | 0.007982
1992 | 251.1562 | 0 | 0 | 0 | 0 | 0 | 0 | -0.019575 | 0.007982
1992 | 251.1667 | 0 | 0 | 0 | 0 | 0 | 0 | -0.003915 | -0.007982
1992 | 251.1771 | 0 | 0 | 0 | 0 | 0 | 0 | -0.00783 | 0.007982
1992 | 251.1875 | 0.00783 | 0 | 0 | 0 | 0 | 0 | 0 | -5.6843e-14
1992 | 251.1979 | 0 | 0 | 0 | 0 | 0 | 0 | 1.1369e-13 | 0.003991
1992 | 251.2083 | 0.00783 | 0 | 0 | 0 | 0 | 0 | 0.00783 | 0
1992 | 251.2187 | 0.02349 | 0 | 0 | 0 | 0 | 0 | 0.00783 | -0.007982
1992 | 251.2292 | 0 | 0 | 0 | 0 | 0 | 0 | 0 | 0
1992 | 251.2396 | 0 | 0 | 0 | 0 | 0 | 0 | 0.00783 | 0.003991
1992 | 251.25 | 0.02349 | 0 | 0 | 0 | 0 | 0 | -0.003915 | 0.003991
1992 | 251.2604 | 0 | 0 | 0 | 0 | 0 | 0 | -0.003915 | -0.003991
1992 | 251.2708 | 0 | 0 | 0 | 0 | 0 | 0 | 0.00783 | 0.007982
1992 | 251.2812 | 0.02349 | 0 | 0 | 0 | 0 | 0 | -0.00783 | 0.003991
1992 | 251.2917 | 0.02349 | 0 | 0 | 0 | 0 | 0 | 0 | 0.015964
1992 | 251.3021 | 0 | 0 | 0 | 0 | 0 | 0 | -0.03132 | 0
1992 | 251.3125 | 0.01566 | 0 | 0 | 0 | 0 | 0 | 0.011745 | 0.019955
1992 | 251.3229 | 0 | 0 | 0 | 0 | 0 | 0 | -0.00783 | 0.011973
1992 | 251.3333 | 0.01566 | 0 | 0 | 0 | 0 | 0 | -0.027405 | 0.007982
1992 | 251.3437 | 0 | 0 | 0 | 0 | 0 | 0 | -0.003915 | 0.015964
1992 | 251.3542 | 0 | 0 | 0 | 0 | 0 | 0 | 0.06264 | -0.003991
1992 | 251.3646 | 0 | 0 | 0 | 0 | 0 | 0 | 0.027405 | 0.007982
1992 | 251.375 | 0 | 0 | 0 | 0 | 0 | 0 | -0.011745 | 0.003991
1992 | 251.3854 | 0 | 0 | 0 | 0 | 0 | 0 | -0.02349 | 0.019955
1992 | 251.3958 | 0 | 0 | 0 | 0 | 0 | 0 | 0.09396 | 0.007982
1992 | 251.4062 | 0 | 0 | 0 | 0 | 0 | 0 | 0.035235 | 0
1992 | 251.4167 | 0 | 0 | 0 | 0 | 0 | 0 | 0.082215 | 0.007982
1992 | 251.4271 | 0 | 0 | 0 | 0 | 0 | 0 | 0.058725 | 0.003991
1992 | 251.4375 | 0 | 0 | 0 | 0 | 0 | 0 | 0.027405 | 0.027937
1992 | 251.4479 | 0 | 0 | 0 | 0 | 0 | 0 | 0.04698 | 0.011973
1992 | 251.4583 | 0 | 0 | 0 | 0 | 0 | 0 | 0.05481 | 0.023946
1992 | 251.4687 | 0 | 0 | 0 | 0 | 0 | 0 | 0.050895 | 0.023946
1992 | 251.4792 | 0 | 0 | 0 | 0 | 0 | 0 | 0.043065 | 0.031928
1992 | 251.4896 | 0 | 0 | 0 | 0 | 0 | 0 | 0.04698 | 0.03991
1992 | 251.5 | 0 | 0 | 0 | 0 | 0 | 0 | 0.058725 | 0.047892
1992 | 251.5104 | 0 | 0 | 0 | 0 | 0 | 0 | 0.043065 | 0.035919
1992 | 251.5208 | 0 | 0 | 0 | 0 | 0 | 0 | 0.050895 | 0.043901
1992 | 251.5312 | 0 | 0 | 0 | 0 | 0 | 0 | 0.050895 | 0.067847
1992 | 251.5417 | 0 | 0 | 0 | 0 | 0 | 0 | 0.02349 | 0.059865
1992 | 251.5521 | 0 | 0 | 0 | 0 | 0 | 0 | 0.050895 | 0.055874
1992 | 251.5625 | 0 | 0 | 0 | 0 | 0 | 0 | 0.02349 | 0.051883
1992 | 251.5729 | 0 | 0 | 0 | 0 | 0 | 0 | 0.07047 | 0.067847
1992 | 251.5833 | 0 | 0 | 0 | 0 | 0 | 0 | 0.011745 | 0.067847
1992 | 251.5937 | 0 | 0 | 0 | 0 | 0 | 0 | 0.04698 | 0.055874
1992 | 251.6042 | 0 | 0 | 0 | 0 | 0 | 0 | 0.035235 | 0.067847
1992 | 251.6146 | 0 | 0 | 0 | 0 | 0 | 0 | 0.02349 | 0.055874
1992 | 251.625 | 0 | 0 | 0 | 0 | 0 | 0 | 0.03132 | 0.063856
1992 | 251.6354 | 0 | 0 | 0 | 0 | 0 | 0 | 0.043065 | 0.067847
1992 | 251.6458 | 0 | 0 | 0 | 0 | 0 | 0 | 0.07047 | 0.051883
1992 | 251.6562 | 0 | 0 | 0 | 0 | 0 | 0 | -0.00783 | 0.043901
1992 | 251.6667 | 0 | 0 | 0 | 0 | 0 | 0 | 0.019575 | 0.067847
1992 | 251.6771 | 0 | 0 | 0 | 0 | 0 | 0 | 0.035235 | 0.055874
1992 | 251.6875 | 0 | 0 | 0 | 0 | 0 | 0 | 0.019575 | 0.047892
1992 | 251.6979 | 0 | 0 | 0 | 0 | 0 | 0 | -0.011745 | 0.047892
1992 | 251.7083 | 0 | 0 | 0 | 0 | 0 | 0 | 0.01566 | 0.035919
1992 | 251.7187 | 0 | 0 | 0 | 0 | 0 | 0 | 0.00783 | 0.03991
1992 | 251.7292 | 0 | 0 | 0 | 0 | 0 | 0 | 0.019575 | 0.047892
1992 | 251.7396 | 0 | 0 | 0 | 0 | 0 | 0 | 0.01566 | 0.035919
1992 | 251.75 | 0 | 0 | 0 | 0 | 0 | 0 | 0.003915 | 0.035919
1992 | 251.7604 | 0 | 0 | 0 | 0 | 0 | 0 | -0.00783 | 0.027937
1992 | 251.7708 | 0 | 0 | 0 | 0 | 0 | 0 | 0.011745 | 0.031928
1992 | 251.7812 | 0 | 0 | 0 | 0 | 0 | 0 | 0.019575 | 0.031928
1992 | 251.7917 | 0 | 0 | 0 | 0 | 0 | 0 | 0.003915 | 0.019955
1992 | 251.8021 | 0 | 0 | 0 | 0 | 0 | 0 | 0 | 0.019955
1992 | 251.8125 | 0 | 0 | 0 | 0 | 0 | 0 | -0.003915 | 0.019955
1992 | 251.8229 | 0 | 0 | 0 | 0 | 0 | 0 | -0.003915 | 0.007982
1992 | 251.8333 | 0 | 0 | 0 | 0 | 0 | 0 | 0 | 0.015964
1992 | 251.8437 | 0.00783 | 0 | 0 | 0 | 0 | 0 | 0 | 0.015964
1992 | 251.8542 | 0 | 0 | 0 | 0 | 0 | 0 | 0 | 0.011973
1992 | 251.8646 | 0 | 0 | 0 | 0 | 0 | 0 | 0 | 0.011973
1992 | 251.875 | 0 | 0 | 0 | 0 | 0 | 0 | -0.003915 | 0.003991
1992 | 251.8854 | 0.01566 | 0 | 0 | 0 | 0 | 0 | -0.003915 | 0
1992 | 251.8958 | 0.01566 | 0 | 0 | 0 | 0 | 0 | 1.1369e-13 | 0.007982
1992 | 251.9062 | 0.05481 | 0 | 0 | 0 | 0 | 0 | -0.00783 | 0.011973
1992 | 251.9167 | 0 | 0 | 0 | 0 | 0 | 0 | 0.01566 | -0.003991
1992 | 251.9271 | 0.01566 | 0 | 0 | 0 | 0 | 0 | -0.011745 | 0.003991
1992 | 251.9375 | 0.03132 | 0 | 0 | 0 | 0 | 0 | 0.027405 | 0.007982
1992 | 251.9479 | 0 | 0 | 0 | 0 | 0 | 0 | 0.01566 | -0.003991
1992 | 251.9583 | 0 | 0 | 0 | 0 | 0 | 0 | -0.043065 | 0.007982
1992 | 251.9687 | 0 | 0 | 0 | 0 | 0 | 0 | 0.00783 | 0.003991
1992 | 251.9792 | 0 | 0 | 0 | 0 | 0 | 0 | 0.003915 | 0
1992 | 251.9896 | 0 | 0 | 0 | 0 | 0 | 0 | -0.01566 | -0.003991
1992 | 252 | 0.04698 | 0 | 0 | 0 | 0 | 0 | 0.02349 | 0.007982
1992 | 252.0104 | 0 | 0 | 0 | 0 | 0 | 0 | -0.01566 | -0.003991
1992 | 252.0208 | 0.03132 | 0 | 0 | 0 | 0 | 0 | 0.00783 | 0.011973
1992 | 252.0312 | 0 | 0 | 0 | 0 | 0 | 0 | 0.02349 | -0.011973
1992 | 252.0417 | 0 | 0 | 0 | 0 | 0 | 0 | -0.00783 | 0.003991
1992 | 252.0521 | 0.03132 | 0 | 0 | 0 | 0 | 0 | 0 | 0.007982
1992 | 252.0625 | 0 | 0 | 0 | 0 | 0 | 0 | 0 | -0.003991
1992 | 252.0729 | 0 | 0 | 0 | 0 | 0 | 0 | 0 | -0.007982
1992 | 252.0833 | 0.00783 | 0 | 0 | 0 | 0 | 0 | -0.003915 | 0
1992 | 252.0937 | 0 | 0 | 0 | 0 | 0 | 0 | -0.01566 | 0.003991
1992 | 252.1042 | 0 | 0 | 0 | 0 | 0 | 0 | 0.003915 | 0.003991
1992 | 252.1146 | 0.03132 | 0 | 0 | 0 | 0 | 0 | 0.01566 | 0
1992 | 252.125 | 0 | 0 | 0 | 0 | 0 | 0 | -0.03915 | 0
1992 | 252.1354 | 0 | 0 | 0 | 0 | 0 | 0 | 0.00783 | 0.007982
1992 | 252.1458 | 0 | 0 | 0 | 0 | 0 | 0 | -0.00783 | 0
1992 | 252.1562 | 0 | 0 | 0 | 0 | 0 | 0 | 0.011745 | 0.003991
1992 | 252.1667 | 0 | 0 | 0 | 0 | 0 | 0 | 0.00783 | 0.011973
1992 | 252.1771 | 0 | 0 | 0 | 0 | 0 | 0 | 0 | 0.011973
1992 | 252.1875 | 0.01566 | 0 | 0 | 0 | 0 | 0 | -0.003915 | -0.003991
1992 | 252.1979 | 0.01566 | 0 | 0 | 0 | 0 | 0 | 1.1369e-13 | 0.003991
1992 | 252.2083 | 0 | 0 | 0 | 0 | 0 | 0 | 0.003915 | 0
1992 | 252.2187 | 0.00783 | 0 | 0 | 0 | 0 | 0 | -0.011745 | -0.003991
1992 | 252.2292 | 0 | 0.023946 | 0 | 0 | 0 | 0 | -0.00783 | -1.1369e-13
1992 | 252.2396 | 0.06264 | 0.03991 | 0 | 0 | 0 | 0 | 1.1369e-13 | 0
1992 | 252.25 | 0.02349 | 0.015964 | 0 | 0 | 0 | 0 | 0 | -0.003991
1992 | 252.2604 | 0.00783 | 0.023946 | 0 | 0 | 0 | 0 | 0 | 0.003991
1992 | 252.2708 | 0.07047 | 0.031928 | 0 | 0 | 0 | 0 | -0.003915 | 0
1992 | 252.2812 | 0.03132 | 0.015964 | 0 | 0 | 0 | 0 | 0.011745 | -1.1369e-13
1992 | 252.2917 | #N/A | #N/A | #N/A | #N/A | 0 | 0 | #N/A | #N/A
1992 | 252.3021 | #N/A | #N/A | #N/A | #N/A | 0 | 0 | #N/A | #N/A
1992 | 252.3125 | #N/A | #N/A | #N/A | #N/A | 0 | 0 | #N/A | #N/A
1992 | 252.3229 | #N/A | #N/A | #N/A | #N/A | 0 | 0 | #N/A | #N/A
1992 | 252.3333 | #N/A | #N/A | #N/A | #N/A | 0 | 0 | #N/A | #N/A
1992 | 252.3437 | #N/A | #N/A | #N/A | #N/A | 0 | 0 | #N/A | #N/A
1992 | 252.3542 | #N/A | #N/A | #N/A | #N/A | 0 | 0 | #N/A | #N/A
1992 | 252.3646 | #N/A | #N/A | #N/A | #N/A | 0 | 0 | #N/A | #N/A
1992 | 252.375 | #N/A | #N/A | #N/A | #N/A | 0 | 0 | #N/A | #N/A
1992 | 252.3854 | #N/A | #N/A | #N/A | #N/A | 0 | 0 | #N/A | #N/A
1992 | 252.3958 | #N/A | #N/A | #N/A | #N/A | 0 | 0 | #N/A | #N/A
1992 | 252.4062 | #N/A | #N/A | #N/A | #N/A | 0 | 0 | #N/A | #N/A
1992 | 252.4167 | #N/A | #N/A | #N/A | #N/A | 0 | 0 | #N/A | #N/A
1992 | 252.4271 | #N/A | #N/A | #N/A | #N/A | 0 | 0 | #N/A | #N/A
1992 | 252.4375 | #N/A | #N/A | #N/A | #N/A | 0 | 0 | #N/A | #N/A
1992 | 252.4479 | #N/A | #N/A | #N/A | #N/A | 0 | 0 | #N/A | #N/A
1992 | 252.4583 | #N/A | #N/A | #N/A | #N/A | 0 | 0 | #N/A | #N/A
1992 | 252.4687 | #N/A | #N/A | #N/A | #N/A | 0 | 0 | #N/A | #N/A
1992 | 252.4792 | #N/A | #N/A | #N/A | #N/A | 0 | 0 | #N/A | #N/A
1992 | 252.4896 | #N/A | #N/A | #N/A | #N/A | 0 | 0 | #N/A | #N/A
1992 | 252.5 | #N/A | #N/A | #N/A | #N/A | 0 | 0 | #N/A | #N/A
1992 | 252.5104 | #N/A | #N/A | #N/A | #N/A | 0 | 0 | #N/A | #N/A
1992 | 252.5208 | #N/A | #N/A | #N/A | #N/A | 0 | 0 | #N/A | #N/A
1992 | 252.5312 | #N/A | #N/A | #N/A | #N/A | 0 | 0 | #N/A | #N/A
1992 | 252.5417 | #N/A | #N/A | #N/A | #N/A | 0 | 0 | #N/A | #N/A
1992 | 252.5521 | #N/A | #N/A | #N/A | #N/A | 0 | 0 | #N/A | #N/A
1992 | 252.5625 | #N/A | #N/A | #N/A | #N/A | 0 | 0 | #N/A | #N/A
1992 | 252.5729 | #N/A | #N/A | #N/A | #N/A | 0 | 0 | #N/A | #N/A
1992 | 252.5833 | #N/A | #N/A | #N/A | #N/A | 0 | 0 | #N/A | #N/A
1992 | 252.5937 | #N/A | #N/A | #N/A | #N/A | 0 | 0 | #N/A | #N/A
1992 | 252.6042 | #N/A | #N/A | #N/A | #N/A | 0 | 0 | #N/A | #N/A
1992 | 252.6146 | #N/A | #N/A | #N/A | #N/A | 0 | 0 | #N/A | #N/A
1992 | 252.625 | #N/A | #N/A | #N/A | #N/A | 0 | 0 | #N/A | #N/A
1992 | 252.6354 | #N/A | #N/A | #N/A | #N/A | 0 | 0 | #N/A | #N/A
1992 | 252.6458 | #N/A | #N/A | #N/A | #N/A | 0 | 0 | #N/A | #N/A
1992 | 252.6562 | #N/A | #N/A | #N/A | #N/A | 0 | 0 | #N/A | #N/A
1992 | 252.6667 | #N/A | #N/A | #N/A | #N/A | 0 | 0 | #N/A | #N/A
1992 | 252.6771 | #N/A | #N/A | #N/A | #N/A | 0 | 0 | #N/A | #N/A
1992 | 252.6875 | #N/A | #N/A | #N/A | #N/A | 0 | 0 | #N/A | #N/A
1992 | 252.6979 | #N/A | #N/A | #N/A | #N/A | 0 | 0 | #N/A | #N/A
1992 | 252.7083 | #N/A | #N/A | #N/A | #N/A | 0 | 0 | #N/A | #N/A
1992 | 252.7187 | #N/A | #N/A | #N/A | #N/A | 0 | 0 | #N/A | #N/A
1992 | 252.7292 | #N/A | #N/A | #N/A | #N/A | 0 | 0 | #N/A | #N/A
1992 | 252.7396 | #N/A | #N/A | #N/A | #N/A | 0 | 0 | #N/A | #N/A
1992 | 252.75 | #N/A | #N/A | #N/A | #N/A | 0 | 0 | #N/A | #N/A
1992 | 252.7604 | #N/A | #N/A | #N/A | #N/A | 0 | 0 | #N/A | #N/A
1992 | 252.7708 | #N/A | #N/A | #N/A | #N/A | 0 | 0 | #N/A | #N/A
1992 | 252.7812 | #N/A | #N/A | #N/A | #N/A | 0 | 0 | #N/A | #N/A
1992 | 252.7917 | #N/A | #N/A | #N/A | #N/A | 0 | 0 | #N/A | #N/A
1992 | 252.8021 | #N/A | #N/A | #N/A | #N/A | 0 | 0 | #N/A | #N/A
1992 | 252.8125 | #N/A | #N/A | #N/A | #N/A | 0 | 0 | #N/A | #N/A
1992 | 252.8229 | #N/A | #N/A | #N/A | #N/A | 0 | 0 | #N/A | #N/A
1992 | 252.8333 | #N/A | #N/A | #N/A | #N/A | 0 | 0 | #N/A | #N/A
1992 | 252.8437 | #N/A | #N/A | #N/A | #N/A | 0 | 0 | #N/A | #N/A
1992 | 252.8542 | #N/A | #N/A | #N/A | #N/A | 0 | 0 | #N/A | #N/A
1992 | 252.8646 | #N/A | #N/A | #N/A | #N/A | 0 | 0 | #N/A | #N/A
1992 | 252.875 | #N/A | #N/A | #N/A | #N/A | 0 | 0 | #N/A | #N/A
1992 | 252.8854 | #N/A | #N/A | #N/A | #N/A | 0 | 0 | #N/A | #N/A
1992 | 252.8958 | #N/A | #N/A | #N/A | #N/A | 0 | 0 | #N/A | #N/A
1992 | 252.9062 | #N/A | #N/A | #N/A | #N/A | 0 | 0 | #N/A | #N/A
1992 | 252.9167 | #N/A | #N/A | #N/A | #N/A | 0 | 0 | #N/A | #N/A
1992 | 252.9271 | #N/A | #N/A | #N/A | #N/A | 0 | 0 | #N/A | #N/A
1992 | 252.9375 | #N/A | #N/A | #N/A | #N/A | 0 | 0 | #N/A | #N/A
1992 | 252.9479 | #N/A | #N/A | #N/A | #N/A | 0 | 0 | #N/A | #N/A
1992 | 252.9583 | #N/A | #N/A | #N/A | #N/A | 0 | 0 | #N/A | #N/A
1992 | 252.9687 | #N/A | #N/A | #N/A | #N/A | 0 | 0 | #N/A | #N/A
1992 | 252.9792 | #N/A | #N/A | #N/A | #N/A | 0 | 0 | #N/A | #N/A
1992 | 252.9896 | #N/A | #N/A | #N/A | #N/A | 0 | 0 | #N/A | #N/A
1992 | 253 | #N/A | #N/A | #N/A | #N/A | 0 | 0 | #N/A | #N/A
1992 | 253.0104 | #N/A | #N/A | #N/A | #N/A | 0 | 0 | #N/A | #N/A
1992 | 253.0208 | #N/A | #N/A | #N/A | #N/A | 0 | 0 | #N/A | #N/A
1992 | 253.0312 | #N/A | #N/A | #N/A | #N/A | 0 | 0 | #N/A | #N/A
1992 | 253.0417 | #N/A | #N/A | #N/A | #N/A | 0 | 0 | #N/A | #N/A
1992 | 253.0521 | #N/A | #N/A | #N/A | #N/A | 0 | 0 | #N/A | #N/A
1992 | 253.0625 | #N/A | #N/A | #N/A | #N/A | 0 | 0 | #N/A | #N/A
1992 | 253.0729 | #N/A | #N/A | #N/A | #N/A | 0 | 0 | #N/A | #N/A
1992 | 253.0833 | #N/A | #N/A | #N/A | #N/A | 0 | 0 | #N/A | #N/A
1992 | 253.0937 | #N/A | #N/A | #N/A | #N/A | 0 | 0 | #N/A | #N/A
1992 | 253.1042 | #N/A | #N/A | #N/A | #N/A | 0 | 0 | #N/A | #N/A
1992 | 253.1146 | #N/A | #N/A | #N/A | #N/A | 0 | 0 | #N/A | #N/A
1992 | 253.125 | #N/A | #N/A | #N/A | #N/A | 0 | 0 | #N/A | #N/A
1992 | 253.1354 | #N/A | #N/A | #N/A | #N/A | 0 | 0 | #N/A | #N/A
1992 | 253.1458 | #N/A | #N/A | #N/A | #N/A | 0 | 0 | #N/A | #N/A
1992 | 253.1562 | #N/A | #N/A | #N/A | #N/A | 0 | 0 | #N/A | #N/A
1992 | 253.1667 | #N/A | #N/A | #N/A | #N/A | 0 | 0 | #N/A | #N/A
1992 | 253.1771 | #N/A | #N/A | #N/A | #N/A | 0 | 0 | #N/A | #N/A
1992 | 253.1875 | #N/A | #N/A | #N/A | #N/A | 0 | 0 | #N/A | #N/A
1992 | 253.1979 | #N/A | #N/A | #N/A | #N/A | 0 | 0 | #N/A | #N/A
1992 | 253.2083 | #N/A | #N/A | #N/A | #N/A | 0 | 0 | #N/A | #N/A
1992 | 253.2187 | #N/A | #N/A | #N/A | #N/A | 0 | 0 | #N/A | #N/A
1992 | 253.2292 | #N/A | #N/A | #N/A | #N/A | 0 | 0 | #N/A | #N/A
1992 | 253.2396 | #N/A | #N/A | #N/A | #N/A | 0 | 0 | #N/A | #N/A
1992 | 253.25 | #N/A | #N/A | #N/A | #N/A | 0 | 0 | #N/A | #N/A
1992 | 253.2604 | #N/A | #N/A | #N/A | #N/A | 0 | 0 | #N/A | #N/A
1992 | 253.2708 | #N/A | #N/A | #N/A | #N/A | 0 | 0 | #N/A | #N/A
1992 | 253.2812 | #N/A | #N/A | #N/A | #N/A | 0 | 0 | #N/A | #N/A
1992 | 253.2917 | #N/A | #N/A | #N/A | #N/A | 0 | 0 | #N/A | #N/A
1992 | 253.3021 | #N/A | #N/A | #N/A | #N/A | 0 | 0 | #N/A | #N/A
1992 | 253.3125 | #N/A | #N/A | #N/A | #N/A | 0 | 0 | #N/A | #N/A
1992 | 253.3229 | #N/A | #N/A | #N/A | #N/A | 0 | 0 | #N/A | #N/A
1992 | 253.3333 | #N/A | #N/A | #N/A | #N/A | 0 | 0 | #N/A | #N/A
1992 | 253.3437 | #N/A | #N/A | #N/A | #N/A | 0 | 0 | #N/A | #N/A
1992 | 253.3542 | #N/A | #N/A | #N/A | #N/A | 0 | 0 | #N/A | #N/A
1992 | 253.3646 | #N/A | #N/A | #N/A | #N/A | 0 | 0 | #N/A | #N/A
1992 | 253.375 | #N/A | #N/A | #N/A | #N/A | 0 | 0 | #N/A | #N/A
1992 | 253.3854 | 0 | 0 | 0 | 0 | 0 | 0 | #N/A | #N/A
1992 | 253.3958 | 0 | 0 | 0 | 0 | 0 | 0 | 0.050895 | 0.011973
1992 | 253.4062 | 0 | 0 | 0 | 0 | 0 | 0 | 0.07047 | 0.003991
1992 | 253.4167 | 0 | 0 | 0 | 0 | 0 | 0 | 0.02349 | 0.019955
1992 | 253.4271 | 0 | 0 | 0 | 0 | 0 | 0 | 0.1057 | 0.007982
1992 | 253.4375 | 0 | 0 | 0 | 0 | 0 | 0 | 0.058725 | 0.003991
1992 | 253.4479 | 0 | 0 | 0 | 0 | 0 | 0 | 0.066555 | 0.027937
1992 | 253.4583 | 0 | 0 | 0 | 0 | 0 | 0 | 0.07047 | 0.019955
1992 | 253.4687 | 0 | 0 | 0 | 0 | 0 | 0 | 0.0783 | 0.023946
1992 | 253.4792 | 0 | 0 | 0 | 0 | 0 | 0 | 0.08613 | 0.047892
1992 | 253.4896 | 0 | 0 | 0 | 0 | 0 | 0 | 0.0783 | 0.043901
1992 | 253.5 | 0 | 0 | 0 | 0 | 0 | 0 | 0.035235 | 0.035919
1992 | 253.5104 | 0 | 0 | 0 | 0 | 0 | 0 | 0.074385 | 0.059865
1992 | 253.5208 | 0 | 0 | 0 | 0 | 0 | 0 | 0.074385 | 0.067847
1992 | 253.5312 | 0 | 0 | 0 | 0 | 0 | 0 | 0.074385 | 0.051883
1992 | 253.5417 | 0 | 0 | 0 | 0 | 0 | 0 | 0.058725 | 0.071838
1992 | 253.5521 | 0 | 0 | 0 | 0 | 0 | 0 | 0.066555 | 0.067847
1992 | 253.5625 | 0 | 0 | 0 | 0 | 0 | 0 | 0.08613 | 0.075829
1992 | 253.5729 | 0 | 0 | 0 | 0 | 0 | 0 | 0.066555 | 0.075829
1992 | 253.5833 | 0 | 0 | 0 | 0 | 0 | 0 | 0.05481 | 0.07982
1992 | 253.5937 | 0 | 0 | 0 | 0 | 0 | 0 | 0.03132 | 0.063856
1992 | 253.6042 | 0 | 0 | 0 | 0 | 0 | 0 | 0.07047 | 0.075829
1992 | 253.6146 | 0 | 0 | 0 | 0 | 0 | 0 | 0.05481 | 0.063856
1992 | 253.625 | 0 | 0 | 0 | 0 | 0 | 0 | 0.050895 | 0.071838
1992 | 253.6354 | 0 | 0 | 0 | 0 | 0 | 0 | 0.05481 | 0.059865
1992 | 253.6458 | 0 | 0 | 0 | 0 | 0 | 0 | 0.03915 | 0.067847
1992 | 253.6562 | 0 | 0 | 0 | 0 | 0 | 0 | 0.04698 | 0.063856
1992 | 253.6667 | 0 | 0 | 0 | 0 | 0 | 0 | 0.03915 | 0.051883
1992 | 253.6771 | 0 | 0 | 0 | 0 | 0 | 0 | 0.03915 | 0.063856
1992 | 253.6875 | 0 | 0 | 0 | 0 | 0 | 0 | 0.019575 | 0.043901
1992 | 253.6979 | 0 | 0 | 0 | 0 | 0 | 0 | 0.03915 | 0.063856
1992 | 253.7083 | 0 | 0 | 0 | 0 | 0 | 0 | 0.03915 | 0.043901
1992 | 253.7187 | 0 | 0 | 0 | 0 | 0 | 0 | 0.027405 | 0.055874
1992 | 253.7292 | 0 | 0 | 0 | 0 | 0 | 0 | 0.03132 | 0.047892
1992 | 253.7396 | 0 | 0 | 0 | 0 | 0 | 0 | 0.02349 | 0.051883
1992 | 253.75 | 0 | 0 | 0 | 0 | 0 | 0 | 0.003915 | 0.031928
1992 | 253.7604 | 0 | 0 | 0 | 0 | 0 | 0 | 0.027405 | 0.03991
1992 | 253.7708 | 0 | 0 | 0 | 0 | 0 | 0 | 0.03132 | 0.043901
1992 | 253.7812 | 0 | 0 | 0 | 0 | 0 | 0 | 0.019575 | 0.031928
1992 | 253.7917 | 0 | 0 | 0 | 0 | 0 | 0 | 0.02349 | 0.027937
1992 | 253.8021 | 0 | 0 | 0 | 0 | 0 | 0 | -0.003915 | 0.027937
1992 | 253.8125 | 0 | 0 | 0 | 0 | 0 | 0 | 0.00783 | 0.015964
1992 | 253.8229 | 0 | 0 | 0 | 0 | 0 | 0 | 0 | 0.023946
1992 | 253.8333 | 0.05481 | 0 | 0 | 0 | 0 | 0 | -0.02349 | 0.007982
1992 | 253.8437 | 0 | 0 | 0 | 0 | 0 | 0 | 0.01566 | 0.023946
1992 | 253.8542 | 0 | 0 | 0 | 0 | 0 | 0 | 0.027405 | 0.023946
1992 | 253.8646 | 0 | 0 | 0 | 0 | 0 | 0 | -0.011745 | 0.023946
1992 | 253.875 | 0 | 0 | 0 | 0 | 0 | 0 | 0.01566 | 0.015964
1992 | 253.8854 | 0 | 0 | 0 | 0 | 0 | 0 | -0.00783 | 0.015964
1992 | 253.8958 | 0 | 0 | 0 | 0 | 0 | 0 | -0.003915 | 0.019955
1992 | 253.9062 | 0 | 0 | 0 | 0 | 0 | 0 | -0.02349 | 0.019955
1992 | 253.9167 | 0 | 0 | 0 | 0 | 0 | 0 | 0.011745 | 0.011973
1992 | 253.9271 | 0 | 0 | 0 | 0 | 0 | 0 | -0.01566 | 0.011973
1992 | 253.9375 | 0 | 0 | 0 | 0 | 0 | 0 | 0.043065 | 0.023946
1992 | 253.9479 | 0 | 0 | 0 | 0 | 0 | 0 | 0.043065 | 0.015964
1992 | 253.9583 | 0 | 0 | 0 | 0 | 0 | 0 | -0.003915 | 0.019955
1992 | 253.9687 | 0 | 0 | 0 | 0 | 0 | 0 | 0.01566 | 0.011973
1992 | 253.9792 | 0 | 0 | 0 | 0 | 0 | 0 | -0.003915 | 0.007982
1992 | 253.9896 | 0 | 0 | 0 | 0 | 0 | 0 | 0.003915 | 0.019955
1992 | 254 | 0 | 0 | 0 | 0 | 0 | 0 | 0.003915 | 0.011973
1992 | 254.0104 | 0 | 0 | 0 | 0 | 0 | 0 | -0.003915 | 0.015964
1992 | 254.0208 | 0 | 0 | 0 | 0 | 0 | 0 | -0.00783 | 0.003991
1992 | 254.0312 | 0 | 0 | 0 | 0 | 0 | 0 | 0.00783 | 0.007982
1992 | 254.0417 | 0 | 0 | 0 | 0 | 0 | 0 | 0 | 0.003991
1992 | 254.0521 | 0 | 0 | 0 | 0 | 0 | 0 | 0 | 0.019955
1992 | 254.0625 | 0 | 0 | 0 | 0 | 0 | 0 | -0.00783 | 0.011973
1992 | 254.0729 | 0 | 0 | 0 | 0 | 0 | 0 | -0.003915 | 0.007982
1992 | 254.0833 | 0 | 0 | 0 | 0 | 0 | 0 | -0.019575 | 0.003991
1992 | 254.0937 | 0 | 0 | 0 | 0 | 0 | 0 | 0.003915 | 0.019955
1992 | 254.1042 | 0 | 0 | 0 | 0 | 0 | 0 | -0.003915 | 0.011973
1992 | 254.1146 | 0 | 0 | 0 | 0 | 0 | 0 | -0.011745 | 0.011973
1992 | 254.125 | 0 | 0 | 0 | 0 | 0 | 0 | 0.003915 | 0.015964
1992 | 254.1354 | 0 | 0 | 0 | 0 | 0 | 0 | 0.019575 | 0.007982
1992 | 254.1458 | 0 | 0 | 0 | 0 | 0 | 0 | 0.003915 | 0.023946
1992 | 254.1562 | 0 | 0 | 0 | 0 | 0 | 0 | 0.003915 | -0.007982
1992 | 254.1667 | 0 | 0 | 0 | 0 | 0 | 0 | 0.02349 | 0.027937
1992 | 254.1771 | 0 | 0 | 0 | 0 | 0 | 0 | 0.003915 | 0.011973
1992 | 254.1875 | 0.02349 | 0 | 0 | 0 | 0 | 0 | 0.01566 | 0.007982
1992 | 254.1979 | 0 | 0 | 0 | 0 | 0 | 0 | 0.011745 | 0.011973
1992 | 254.2083 | 0 | 0 | 0 | 0 | 0 | 0 | -0.003915 | 0.011973
1992 | 254.2187 | 0 | 0 | 0 | 0 | 0 | 0 | 0 | 0.007982
1992 | 254.2292 | 0 | 0 | 0 | 0 | 0 | 0 | 0.00783 | 0.007982
1992 | 254.2396 | 0 | 0 | 0 | 0 | 0 | 0 | -0.011745 | 0.003991
1992 | 254.25 | 0 | 0 | 0 | 0 | 0 | 0 | 0.00783 | 0.019955
1992 | 254.2604 | 0 | 0 | 0 | 0 | 0 | 0 | 0.011745 | 0.003991
1992 | 254.2708 | 0 | 0 | 0 | 0 | 0 | 0 | 0.01566 | 0.003991
1992 | 254.2812 | 0 | 0 | 0 | 0 | 0 | 0 | -0.02349 | 0.019955
1992 | 254.2917 | 0 | 0 | 0 | 0 | 0 | 0 | 0.04698 | 0.003991
1992 | 254.3021 | 0 | 0 | 0 | 0 | 0 | 0 | -0.027405 | 0.023946
1992 | 254.3125 | 0 | 0 | 0 | 0 | 0 | 0 | 0.03132 | 0.007982
1992 | 254.3229 | 0 | 0 | 0 | 0 | 0 | 0 | -0.011745 | 0.007982
1992 | 254.3333 | 0 | 0 | 0 | 0 | 0 | 0 | 0.058725 | 0.015964
1992 | 254.3437 | 0 | 0 | 0 | 0 | 0 | 0 | 0.00783 | 0.015964
1992 | 254.3542 | 0 | 0 | 0 | 0 | 0 | 0 | 0.011745 | 0.007982
1992 | 254.3646 | 0 | 0 | 0 | 0 | 0 | 0 | 0.01566 | 0.003991
1992 | 254.375 | 0 | 0 | 0 | 0 | 0 | 0 | 0.027405 | 0.035919
1992 | 254.3854 | 0 | 0 | 0 | 0 | 0 | 0 | -0.04698 | 0
1992 | 254.3958 | 0 | 0 | 0 | 0 | 0 | 0 | 0.035235 | 0.019955
1992 | 254.4062 | 0 | 0 | 0 | 0 | 0 | 0 | 0.027405 | 0.019955
1992 | 254.4167 | 0 | 0 | 0 | 0 | 0 | 0 | -0.011745 | 0
1992 | 254.4271 | 0 | 0 | 0 | 0 | 0 | 0 | 0.03132 | 0.031928
1992 | 254.4375 | 0 | 0 | 0 | 0 | 0 | 0 | 0.00783 | 0.007982
1992 | 254.4479 | 0 | 0 | 0 | 0 | 0 | 0 | 0.03915 | 0.019955
1992 | 254.4583 | 0 | 0 | 0 | 0 | 0 | 0 | 0.074385 | 0.031928
1992 | 254.4687 | 0 | 0 | 0 | 0 | 0 | 0 | -0.035235 | -0.003991
1992 | 254.4792 | 0 | 0 | 0 | 0 | 0 | 0 | 0.043065 | 0.023946
1992 | 254.4896 | 0 | 0 | 0 | 0 | 0 | 0 | 0.011745 | 0.011973
1992 | 254.5 | 0 | 0 | 0 | 0 | 0 | 0 | -0.003915 | 0.023946
1992 | 254.5104 | 0 | 0 | 0 | 0 | 0 | 0 | 0 | 0.027937
1992 | 254.5208 | 0 | 0 | 0 | 0 | 0 | 0 | 0.027405 | 0.027937
1992 | 254.5312 | 0 | 0 | 0 | 0 | 0 | 0 | 0.03915 | 0.023946
1992 | 254.5417 | 0 | 0 | 0 | 0 | 0 | 0 | 0 | 0.019955
1992 | 254.5521 | 0 | 0 | 0 | 0 | 0 | 0 | 0.027405 | 0.011973
1992 | 254.5625 | 0 | 0 | 0 | 0 | 0 | 0 | 0.01566 | 0.015964
1992 | 254.5729 | 0 | 0 | 0 | 0 | 0 | 0 | 0.02349 | 0.035919
1992 | 254.5833 | 0 | 0 | 0 | 0 | 0 | 0 | 0.011745 | 0.027937
1992 | 254.5937 | 0 | 0 | 0 | 0 | 0 | 0 | 0.04698 | 0.03991
1992 | 254.6042 | 0 | 0 | 0 | 0 | 0 | 0 | 0.03132 | 0.019955
1992 | 254.6146 | 0 | 0 | 0 | 0 | 0 | 0 | -0.003915 | 0.027937
1992 | 254.625 | 0 | 0 | 0 | 0 | 0 | 0 | 0.050895 | 0.031928
1992 | 254.6354 | 0 | 0 | 0 | 0 | 0 | 0 | -0.003915 | 0.019955
1992 | 254.6458 | 0 | 0 | 0 | 0 | 0 | 0 | 0.011745 | 0.023946
1992 | 254.6562 | 0 | 0 | 0 | 0 | 0 | 0 | 0.027405 | 0.027937
1992 | 254.6667 | 0 | 0 | 0 | 0 | 0 | 0 | 0.07047 | 0.027937
1992 | 254.6771 | 0 | 0 | 0 | 0 | 0 | 0 | -0.003915 | 0.027937
1992 | 254.6875 | 0 | 0 | 0 | 0 | 0 | 0 | 0.019575 | 0.019955
1992 | 254.6979 | 0 | 0 | 0 | 0 | 0 | 0 | 0.011745 | 0.019955
1992 | 254.7083 | 0 | 0 | 0 | 0 | 0 | 0 | 0.01566 | 0.035919
1992 | 254.7187 | 0 | 0 | 0 | 0 | 0 | 0 | 0.019575 | 0.011973
1992 | 254.7292 | 0 | 0 | 0 | 0 | 0 | 0 | 0.01566 | 0.031928
1992 | 254.7396 | 0 | 0 | 0 | 0 | 0 | 0 | 0.019575 | 0.015964
1992 | 254.75 | 0 | 0 | 0 | 0 | 0 | 0 | 0.003915 | 0.023946
1992 | 254.7604 | 0 | 0 | 0 | 0 | 0 | 0 | 0.003915 | 0.019955
1992 | 254.7708 | 0 | 0 | 0 | 0 | 0 | 0 | 0.00783 | 0.027937
1992 | 254.7812 | 0 | 0 | 0 | 0 | 0 | 0 | 0.003915 | 0.011973
1992 | 254.7917 | 0 | 0 | 0 | 0 | 0 | 0 | 0.011745 | 0.015964
1992 | 254.8021 | 0 | 0 | 0 | 0 | 0 | 0 | -0.003915 | 0.011973
1992 | 254.8125 | 0 | 0 | 0 | 0 | 0 | 0 | 0.01566 | 0.019955
1992 | 254.8229 | 0 | 0 | 0 | 0 | 0 | 0 | -0.00783 | -0.003991
1992 | 254.8333 | 0 | 0 | 0 | 0 | 0 | 0 | 0.00783 | 0.007982
1992 | 254.8437 | 0 | 0 | 0 | 0 | 0 | 0 | -0.01566 | 0.003991
1992 | 254.8542 | 0 | 0 | 0 | 0 | 0 | 0 | 0 | 0.003991
1992 | 254.8646 | 0 | 0 | 0 | 0 | 0 | 0 | 0.00783 | 0.003991
1992 | 254.875 | 0 | 0 | 0 | 0 | 0 | 0 | -0.011745 | 0.007982
1992 | 254.8854 | 0 | 0 | 0 | 0 | 0 | 0 | 0.00783 | 0
1992 | 254.8958 | 0 | 0 | 0 | 0 | 0 | 0 | 0 | 0.007982
1992 | 254.9062 | 0 | 0 | 0 | 0 | 0 | 0 | 0 | -0.003991
1992 | 254.9167 | 0.00783 | 0 | 0 | 0 | 0 | 0 | -0.00783 | 0.003991
1992 | 254.9271 | 0 | 0 | 0 | 0 | 0 | 0 | 0.011745 | 0.003991
1992 | 254.9375 | 0 | 0 | 0 | 0 | 0 | 0 | 0 | 0.011973
1992 | 254.9479 | 0 | 0 | 0 | 0 | 0 | 0 | 0.00783 | 0.011973
1992 | 254.9583 | 0 | 0 | 0 | 0 | 0 | 0 | -0.011745 | 0
1992 | 254.9687 | 0 | 0 | 0 | 0 | 0 | 0 | 0 | 0
1992 | 254.9792 | 0 | 0 | 0 | 0 | 0 | 0 | 0 | 0.003991
1992 | 254.9896 | 0 | 0 | 0 | 0 | 0 | 0 | 0.003915 | 0
1992 | 255 | 0 | 0 | 0 | 0 | 0 | 0 | -0.011745 | 0
1992 | 255.0104 | 0 | 0 | 0 | 0 | 0 | 0 | 0 | 0.007982
1992 | 255.0208 | 0 | 0 | 0 | 0 | 0 | 0 | 0 | 0.007982
1992 | 255.0312 | 0 | 0 | 0 | 0 | 0 | 0 | -0.003915 | -0.003991
1992 | 255.0417 | 0 | 0 | 0 | 0 | 0 | 0 | 0.003915 | 0.011973
1992 | 255.0521 | 0 | 0 | 0 | 0 | 0 | 0 | 0 | 0
1992 | 255.0625 | 0.01566 | 0 | 0 | 0 | 0 | 0 | -0.003915 | 0.019955
1992 | 255.0729 | 0 | 0 | 0 | 0 | 0 | 0 | 0.01566 | -0.003991
1992 | 255.0833 | 0 | 0 | 0 | 0 | 0 | 0 | -0.01566 | 0.007982
1992 | 255.0937 | 0 | 0 | 0 | 0 | 0 | 0 | 0.003915 | 0
1992 | 255.1042 | 0 | 0 | 0 | 0 | 0 | 0 | -0.003915 | 0.015964
1992 | 255.1146 | 0 | 0 | 0 | 0 | 0 | 0 | 0 | -0.003991
1992 | 255.125 | 0.00783 | 0 | 0 | 0 | 0 | 0 | -0.00783 | 0.003991
1992 | 255.1354 | 0 | 0 | 0 | 0 | 0 | 0 | 0.00783 | 0.003991
1992 | 255.1458 | 0 | 0 | 0 | 0 | 0 | 0 | 0.003915 | 0.003991
1992 | 255.1562 | 0 | 0 | 0 | 0 | 0 | 0 | -0.003915 | 0.003991
1992 | 255.1667 | 0.00783 | 0 | 0 | 0 | 0 | 0 | 0 | 0
1992 | 255.1771 | 0 | 0 | 0 | 0 | 0 | 0 | -0.003915 | 0.007982
1992 | 255.1875 | 0 | 0 | 0 | 0 | 0 | 0 | -0.00783 | 0.003991
1992 | 255.1979 | 0 | 0 | 0 | 0 | 0 | 0 | 0.003915 | 0
1992 | 255.2083 | 0 | 0 | 0 | 0 | 0 | 0 | 0 | 0.003991
1992 | 255.2187 | 0 | 0 | 0 | 0 | 0 | 0 | -0.003915 | 0.007982
1992 | 255.2292 | 0 | 0 | 0 | 0 | 0 | 0 | 0.003915 | -0.003991
1992 | 255.2396 | 0 | 0 | 0 | 0 | 0 | 0 | -0.003915 | -5.6843e-14
1992 | 255.25 | 0 | 0 | 0 | 0 | 0 | 0 | -0.003915 | 5.6843e-14
1992 | 255.2604 | 0 | 0 | 0 | 0 | 0 | 0 | 0.003915 | 0.003991
1992 | 255.2708 | 0 | 0 | 0 | 0 | 0 | 0 | 0 | -0.003991
1992 | 255.2812 | 0 | 0 | 0 | 0 | 0 | 0 | 0.003915 | 0
1992 | 255.2917 | 0 | 0 | 0 | 0 | 0 | 0 | -0.00783 | 0
1992 | 255.3021 | 0.00783 | 0 | 0 | 0 | 0 | 0 | 0 | 0.011973
1992 | 255.3125 | 0.00783 | 0 | 0 | 0 | 0 | 0 | 0.003915 | 0.011973
1992 | 255.3229 | 0 | 0 | 0 | 0 | 0 | 0 | 0 | -0.007982
1992 | 255.3333 | 0 | 0 | 0 | 0 | 0 | 0 | 0.00783 | -0.007982
1992 | 255.3437 | 0 | 0 | 0 | 0 | 0 | 0 | -0.00783 | 0.015964
1992 | 255.3542 | 0.00783 | 0 | 0 | 0 | 0 | 0 | 0.003915 | -0.003991
1992 | 255.3646 | 0.03132 | 0 | 0 | 0 | 0 | 0 | -0.003915 | -0.015964
1992 | 255.375 | 0 | 0 | 0 | 0 | 0 | 0 | 0.00783 | 0.011973
1992 | 255.3854 | 0 | 0 | 0 | 0 | 0 | 0 | -0.003915 | 0.023946
1992 | 255.3958 | 0 | 0 | 0 | 0 | 0 | 0 | -0.003915 | 0.011973
1992 | 255.4062 | 0 | 0 | 0 | 0 | 0 | 0 | 0.027405 | 0.011973
1992 | 255.4167 | 0 | 0 | 0 | 0 | 0 | 0 | -0.00783 | 0.027937
1992 | 255.4271 | 0 | 0 | 0 | 0 | 0 | 0 | 0.03915 | -0.003991
1992 | 255.4375 | 0 | 0 | 0 | 0 | 0 | 0 | 0.019575 | 0.007982
1992 | 255.4479 | 0 | 0 | 0 | 0 | 0 | 0 | 0.019575 | 0.007982
1992 | 255.4583 | 0 | 0 | 0 | 0 | 0 | 0 | 0.03132 | 0.015964
1992 | 255.4687 | 0 | 0 | 0 | 0 | 0 | 0 | -0.035235 | 0.015964
1992 | 255.4792 | 0 | 0 | 0 | 0 | 0 | 0 | 0.05481 | 0.007982
1992 | 255.4896 | 0 | 0 | 0 | 0 | 0 | 0 | 0.01566 | 0.019955
1992 | 255.5 | 0 | 0 | 0 | 0 | 0 | 0 | 0.027405 | 0.023946
1992 | 255.5104 | 0 | 0 | 0 | 0 | 0 | 0 | -0.011745 | 0.007982
1992 | 255.5208 | 0 | 0 | 0 | 0 | 0 | 0 | 0.027405 | 0.023946
1992 | 255.5312 | 0 | 0 | 0 | 0 | 0 | 0 | 0.027405 | 0.007982
1992 | 255.5417 | 0 | 0 | 0 | 0 | 0 | 0 | 0.019575 | 0.035919
1992 | 255.5521 | 0 | 0 | 0 | 0 | 0 | 0 | -0.02349 | 0.023946
1992 | 255.5625 | 0 | 0 | 0 | 0 | 0 | 0 | 0.12919 | 0.047892
1992 | 255.5729 | 0 | 0 | 0 | 0 | 0 | 0 | 0.00783 | 0.047892
1992 | 255.5833 | 0 | 0 | 0 | 0 | 0 | 0 | 0.04698 | 0.047892
1992 | 255.5937 | 0 | 0 | 0 | 0 | 0 | 0 | 0.066555 | 0.045298
1992 | 255.6042 | 0 | 0 | 0 | 0 | 0 | 0 | 0.011745 | 0.020155
1992 | 255.6146 | 0 | 0 | 0 | 0 | 0 | 0 | 0.019575 | 0.063856
1992 | 255.625 | 0 | 0 | 0 | 0 | 0 | 0 | 0.050895 | 0.03991
1992 | 255.6354 | 0 | 0 | 0 | 0 | 0 | 0 | 0.035235 | 0.043901
1992 | 255.6458 | 0 | 0 | 0 | 0 | 0 | 0 | 0.02349 | 0.055874
1992 | 255.6562 | 0 | 0 | 0 | 0 | 0 | 0 | -0.011745 | 0.035919
1992 | 255.6667 | 0 | 0 | 0 | 0 | 0 | 0 | 0.043065 | 0.043901
1992 | 255.6771 | 0 | 0 | 0 | 0 | 0 | 0 | 0.05481 | 0.043901
1992 | 255.6875 | 0 | 0 | 0 | 0 | 0 | 0 | -0.003915 | 0.023946
1992 | 255.6979 | 0 | 0 | 0 | 0 | 0 | 0 | 0.03132 | 0.051883
1992 | 255.7083 | 0 | 0 | 0 | 0 | 0 | 0 | -0.011745 | 0.027937
1992 | 255.7187 | 0 | 0 | 0 | 0 | 0 | 0 | -0.01566 | 0.019955
1992 | 255.7292 | 0 | 0 | 0 | 0 | 0 | 0 | 0.03132 | 0.047892
1992 | 255.7396 | 0 | 0 | 0 | 0 | 0 | 0 | 0.011745 | 0.019955
1992 | 255.75 | 0 | 0 | 0 | 0 | 0 | 0 | 0.003915 | 0.027937
1992 | 255.7604 | 0 | 0 | 0 | 0 | 0 | 0 | 0.01566 | 0.023946
1992 | 255.7708 | 0 | 0 | 0 | 0 | 0 | 0 | 0.02349 | 0.007982
1992 | 255.7812 | 0 | 0 | 0 | 0 | 0 | 0 | -0.027405 | 0.023946
1992 | 255.7917 | 0 | 0 | 0 | 0 | 0 | 0 | 0.02349 | 0.027937
1992 | 255.8021 | 0 | 0 | 0 | 0 | 0 | 0 | 0.01566 | -0.003991
1992 | 255.8125 | 0 | 0 | 0 | 0 | 0 | 0 | -0.011745 | 0.027937
1992 | 255.8229 | 0 | 0 | 0 | 0 | 0 | 0 | 0.00783 | 0.011973
1992 | 255.8333 | 0 | 0 | 0 | 0 | 0 | 0 | -0.003915 | 0.003991
1992 | 255.8437 | 0 | 0 | 0 | 0 | 0 | 0 | 0 | 0.007982
1992 | 255.8542 | 0 | 0 | 0 | 0 | 0 | 0 | -0.003915 | 0.007982
1992 | 255.8646 | 0.00783 | 0 | 0 | 0 | 0 | 0 | -0.003915 | 0.007982
1992 | 255.875 | 0.00783 | 0 | 0 | 0 | 0 | 0 | 0.003915 | 0.015964
1992 | 255.8854 | 0 | 0 | 0 | 0 | 0 | 0 | 1.1369e-13 | 0.007982
1992 | 255.8958 | 0.01566 | 0 | 0 | 0 | 0 | 0 | -1.1369e-13 | 0.011973
1992 | 255.9062 | 0 | 0 | 0 | 0 | 0 | 0 | -0.019575 | -0.003991
1992 | 255.9167 | 0 | 0 | 0 | 0 | 0 | 0 | -0.003915 | 0.015964
1992 | 255.9271 | 0 | 0 | 0 | 0 | 0 | 0 | 0 | 0.003991
1992 | 255.9375 | 0 | 0 | 0 | 0 | 0 | 0 | -0.01566 | 0.003991
1992 | 255.9479 | 0 | 0 | 0 | 0 | 0 | 0 | -0.02349 | 0.019955
1992 | 255.9583 | 0 | 0 | 0 | 0 | 0 | 0 | 1.1369e-13 | -0.007982
1992 | 255.9687 | 0.02349 | 0 | 0 | 0 | 0 | 0 | 0.019575 | 0
1992 | 255.9792 | 0 | 0 | 0 | 0 | 0 | 0 | 0.011745 | 0.007982
1992 | 255.9896 | 0 | 0 | 0 | 0 | 0 | 0 | 0.00783 | -0.007982
1992 | 256 | 0.01566 | 0 | 0 | 0 | 0 | 0 | 0.003915 | 0.003991
1992 | 256.0104 | 0.01566 | 0 | 0 | 0 | 0 | 0 | -0.01566 | 0.019955
1992 | 256.0208 | 0 | 0 | 0 | 0 | 0 | 0 | -0.003915 | -0.011973
1992 | 256.0312 | 0.03915 | 0 | 0 | 0 | 0 | 0 | 1.1369e-13 | 0.003991
1992 | 256.0417 | 0.00783 | 0 | 0 | 0 | 0 | 0 | 0.00783 | 0.011973
1992 | 256.0521 | 0.02349 | 0 | 0 | 0 | 0 | 0 | 1.1369e-13 | 0
1992 | 256.0625 | 0 | 0 | 0 | 0 | 0 | 0 | -0.003915 | 0.007982
1992 | 256.0729 | 0 | 0 | 0 | 0 | 0 | 0 | -0.003915 | -0.003991
1992 | 256.0833 | 0.00783 | 0 | 0 | 0 | 0 | 0 | -0.027405 | 0.003991
1992 | 256.0937 | 0 | 0 | 0 | 0 | 0 | 0 | 0.027405 | -0.003991
1992 | 256.1042 | 0 | 0 | 0 | 0 | 0 | 0 | -0.003915 | 0.003991
1992 | 256.1146 | 0 | 0 | 0 | 0 | 0 | 0 | 0.003915 | 0
1992 | 256.125 | 0.03915 | 0 | 0 | 0 | 0 | 0 | 0.011745 | 0.003991
1992 | 256.1354 | 0 | 0 | 0 | 0 | 0 | 0 | 0.019575 | 0.007982
1992 | 256.1458 | 0 | 0.015964 | 0 | 0 | 0 | 0 | -0.019575 | 0
1992 | 256.1562 | 0 | 0 | 0 | 0 | 0 | 0 | 0.01566 | -0.003991
1992 | 256.1667 | 0 | 0 | 0 | 0 | 0 | 0 | -0.01566 | -0.007982
1992 | 256.1771 | 0.00783 | 0 | 0 | 0 | 0 | 0 | 0.003915 | -0.007982
1992 | 256.1875 | 0.01566 | 0 | 0 | 0 | 0 | 0 | 1.1369e-13 | 0.003991
1992 | 256.1979 | 0 | 0 | 0 | 0 | 0 | 0 | 0 | 5.6843e-14
1992 | 256.2083 | 0 | 0 | 0 | 0 | 0 | 0 | 0 | -0.007982
1992 | 256.2187 | 0 | 0.007982 | 0 | 0 | 0 | 0 | 0.003915 | 5.6843e-14
1992 | 256.2292 | 0 | 0.007982 | 0 | 0 | 0 | 0 | -0.003915 | 0.003991
1992 | 256.2396 | 0.01566 | 0 | 0 | 0 | 0 | 0 | 0 | 5.6843e-14
1992 | 256.25 | 0 | 0 | 0 | 0 | 0 | 0 | -0.011745 | -0.007982
1992 | 256.2604 | 0.01566 | 0 | 0 | 0 | 0 | 0 | -0.003915 | 0
1992 | 256.2708 | 0 | 0 | 0 | 0 | 0 | 0 | -0.00783 | -0.003991
1992 | 256.2812 | 0.00783 | 0 | 0 | 0 | 0 | 0 | 0 | 0
1992 | 256.2917 | 0.01566 | 0.007982 | 0 | 0 | 0 | 0 | 0 | 0
1992 | 256.3021 | 0.00783 | 0 | 0 | 0 | 0 | 0 | 0 | 0.007982
1992 | 256.3125 | 0.01566 | 0 | 0 | 0 | 0 | 0 | 0.00783 | 0
1992 | 256.3229 | 0 | 0 | 0 | 0 | 0 | 0 | -0.003915 | 0.003991
1992 | 256.3333 | 0 | 0 | 0 | 0 | 0 | 0 | 0.011745 | 0.031928
1992 | 256.3437 | 0 | 0 | 0 | 0 | 0 | 0 | -0.01566 | 0.011973
1992 | 256.3542 | 0 | 0 | 0 | 0 | 0 | 0 | 0.050895 | 0.023946
1992 | 256.3646 | 0 | 0 | 0 | 0 | 0 | 0 | -0.01566 | 0.019955
1992 | 256.375 | 0.03132 | 0 | 0 | 0 | 0 | 0 | 0.011745 | 0.007982
1992 | 256.3854 | 0.01566 | 0 | 0 | 0 | 0 | 0 | 0.019575 | 0.019955
1992 | 256.3958 | 0 | 0 | 0 | 0 | 0 | 0 | -0.02349 | 0.007982
1992 | 256.4062 | 0 | 0 | 0 | 0 | 0 | 0 | 0.090045 | -0.011973
1992 | 256.4167 | 0 | 0 | 0 | 0 | 0 | 0 | -0.00783 | 0.031928
1992 | 256.4271 | 0 | 0 | 0 | 0 | 0 | 0 | 0.08613 | -0.007982
1992 | 256.4375 | 0 | 0 | 0 | 0 | 0 | 0 | 0.05481 | 0.007982
1992 | 256.4479 | 0 | 0 | 0 | 0 | 0 | 0 | 0.019575 | 0.011973
1992 | 256.4583 | 0 | 0 | 0 | 0 | 0 | 0 | 0.00783 | 0.011973
1992 | 256.4687 | 0 | 0 | 0 | 0 | 0 | 0 | 0.02349 | 0.003991
1992 | 256.4792 | 0 | 0 | 0 | 0 | 0 | 0 | 0.0783 | 0.003991
1992 | 256.4896 | 0 | 0 | 0 | 0 | 0 | 0 | 0.019575 | 0.027937
1992 | 256.5 | 0 | 0 | 0 | 0 | 0 | 0 | 0.10179 | 0.043901
1992 | 256.5104 | 0 | 0 | 0 | 0 | 0 | 0 | 0.01566 | 0.003991
1992 | 256.5208 | 0 | 0 | 0 | 0 | 0 | 0 | 0.04698 | 0.015964
1992 | 256.5312 | 0 | 0 | 0 | 0 | 0 | 0 | 0.003915 | 0.051883
1992 | 256.5417 | 0 | 0 | 0 | 0 | 0 | 0 | 0.066555 | 0.035919
1992 | 256.5521 | 0 | 0 | 0 | 0 | 0 | 0 | 0.03915 | 0.027937
1992 | 256.5625 | 0 | 0 | 0 | 0 | 0 | 0 | 0.06264 | 0.03991
1992 | 256.5729 | 0 | 0 | 0 | 0 | 0 | 0 | 0.019575 | 0.043901
1992 | 256.5833 | 0 | 0 | 0 | 0 | 0 | 0 | 0.00783 | 0.031928
1992 | 256.5937 | 0 | 0 | 0 | 0 | 0 | 0 | 0.035235 | 0.043901
1992 | 256.6042 | 0 | 0 | 0 | 0 | 0 | 0 | -0.019575 | 0.035919
1992 | 256.6146 | 0 | 0 | 0 | 0 | 0 | 0 | 0.097875 | 0.043901
1992 | 256.625 | 0 | 0 | 0 | 0 | 0 | 0 | -0.01566 | 0.027937
1992 | 256.6354 | 0 | 0 | 0 | 0 | 0 | 0 | 0.03915 | 0.047892
1992 | 256.6458 | 0 | 0 | 0 | 0 | 0 | 0 | 0.019575 | 0.035919
1992 | 256.6562 | 0 | 0 | 0 | 0 | 0 | 0 | 0.03915 | 0.027937
1992 | 256.6667 | 0 | 0 | 0 | 0 | 0 | 0 | -0.011745 | 0.047892
1992 | 256.6771 | 0 | 0 | 0 | 0 | 0 | 0 | 0.011745 | 0.031928
1992 | 256.6875 | 0 | 0 | 0 | 0 | 0 | 0 | 0.066555 | 0.035919
1992 | 256.6979 | 0 | 0 | 0 | 0 | 0 | 0 | -0.019575 | 0.063856
1992 | 256.7083 | 0 | 0 | 0 | 0 | 0 | 0 | 0.035235 | -0.003991
1992 | 256.7187 | 0 | 0 | 0 | 0 | 0 | 0 | 0.027405 | 0.055874
1992 | 256.7292 | 0 | 0 | 0 | 0 | 0 | 0 | -0.035235 | 0.023946
1992 | 256.7396 | 0 | 0 | 0 | 0 | 0 | 0 | 0.019575 | 0.007982
1992 | 256.75 | 0.01566 | 0 | 0 | 0 | 0 | 0 | 0.003915 | 0.031928
1992 | 256.7604 | 0 | 0 | 0 | 0 | 0 | 0 | 0.04698 | 0.019955
1992 | 256.7708 | 0 | 0 | 0 | 0 | 0 | 0 | 0.011745 | 0.003991
1992 | 256.7812 | 0 | 0 | 0 | 0 | 0 | 0 | 0.05481 | 0.03991
1992 | 256.7917 | 0 | 0 | 0 | 0 | 0 | 0 | 0.011745 | 0.023946
1992 | 256.8021 | 0 | 0 | 0 | 0 | 0 | 0 | 0.027405 | 0.023946
1992 | 256.8125 | 0 | 0 | 0 | 0 | 0 | 0 | 0.01566 | 0.011973
1992 | 256.8229 | 0 | 0 | 0 | 0 | 0 | 0 | 0.011745 | 0.031928
1992 | 256.8333 | 0 | 0 | 0 | 0 | 0 | 0 | 0 | 0.011973
1992 | 256.8437 | 0.00783 | 0 | 0 | 0 | 0 | 0 | 0.00783 | 0
1992 | 256.8542 | 0 | 0 | 0 | 0 | 0 | 0 | -0.003915 | 0.019955
1992 | 256.8646 | 0 | 0 | 0 | 0 | 0 | 0 | -0.003915 | 0.019955
1992 | 256.875 | 0.01566 | 0 | 0 | 0 | 0 | 0 | 0 | 0.003991
1992 | 256.8854 | 0 | 0 | 0 | 0 | 0 | 0 | -0.019575 | 0.007982
1992 | 256.8958 | 0 | 0 | 0 | 0 | 0 | 0 | -0.003915 | 0.007982
1992 | 256.9062 | 0.00783 | 0 | 0 | 0 | 0 | 0 | -0.003915 | 0.007982
1992 | 256.9167 | 0 | 0 | 0 | 0 | 0 | 0 | 0.01566 | 0.007982
1992 | 256.9271 | 0.03132 | 0 | 0 | 0 | 0 | 0 | 0.003915 | 0.007982
1992 | 256.9375 | 0.03132 | 0 | 0 | 0 | 0 | 0 | 0.019575 | 0.027937
1992 | 256.9479 | 0 | 0 | 0 | 0 | 0 | 0 | 0.003915 | -0.003991
1992 | 256.9583 | 0 | 0 | 0 | 0 | 0 | 0 | -0.00783 | -0.003991
1992 | 256.9687 | 0.01566 | 0 | 0 | 0 | 0 | 0 | 0.003915 | 0.011973
1992 | 256.9792 | 0 | 0 | 0 | 0 | 0 | 0 | -0.01566 | 0.015964
1992 | 256.9896 | 0 | 0 | 0 | 0 | 0 | 0 | 0.003915 | 0.007982
1992 | 257 | 0 | 0 | 0 | 0 | 0 | 0 | 0 | 0.003991
1992 | 257.0104 | 0 | 0 | 0 | 0 | 0 | 0 | -0.011745 | 0.007982
1992 | 257.0208 | 0 | 0 | 0 | 0 | 0 | 0 | 0.00783 | 0.003991
1992 | 257.0312 | 0 | 0 | 0 | 0 | 0 | 0 | 0.003915 | 0.007982
1992 | 257.0417 | 0 | 0 | 0 | 0 | 0 | 0 | -0.003915 | 0.007982
1992 | 257.0521 | 0 | 0 | 0 | 0 | 0 | 0 | -0.003915 | 0.003991
1992 | 257.0625 | 0.03132 | 0 | 0 | 0 | 0 | 0 | 0 | 0.003991
1992 | 257.0729 | 0 | 0 | 0 | 0 | 0 | 0 | 0 | 0.011973
1992 | 257.0833 | 0 | 0 | 0 | 0 | 0 | 0 | -0.003915 | -0.015964
1992 | 257.0937 | 0 | 0 | 0 | 0 | 0 | 0 | 0.011745 | 0.023946
1992 | 257.1042 | 0 | 0 | 0 | 0 | 0 | 0 | 0.01566 | -0.007982
1992 | 257.1146 | 0 | 0 | 0 | 0 | 0 | 0 | -0.00783 | 0.011973
1992 | 257.125 | 0 | 0 | 0 | 0 | 0 | 0 | 0 | -0.011973
1992 | 257.1354 | 0 | 0 | 0 | 0 | 0 | 0 | 0.003915 | 0.015964
1992 | 257.1458 | 0 | 0 | 0 | 0 | 0 | 0 | -0.00783 | 0
1992 | 257.1562 | 0 | 0 | 0 | 0 | 0 | 0 | 0.00783 | 0
1992 | 257.1667 | 0 | 0 | 0 | 0 | 0 | 0 | 0 | -0.003991
1992 | 257.1771 | 0 | 0 | 0 | 0 | 0 | 0 | -0.003915 | 0.011973
1992 | 257.1875 | 0.00783 | 0 | 0 | 0 | 0 | 0 | 0.003915 | -0.003991
1992 | 257.1979 | 0 | 0 | 0 | 0 | 0 | 0 | -0.019575 | 0.011973
1992 | 257.2083 | 0 | 0 | 0 | 0 | 0 | 0 | -0.00783 | 0
1992 | 257.2187 | 0 | 0 | 0 | 0 | 0 | 0 | 0.01566 | -0.003991
1992 | 257.2292 | 0.00783 | 0 | 0 | 0 | 0 | 0 | -0.003915 | 0.003991
1992 | 257.2396 | 0 | 0 | 0 | 0 | 0 | 0 | 0.003915 | 0.011973
1992 | 257.25 | 0.02349 | 0 | 0 | 0 | 0 | 0 | 0.00783 | -0.003991
1992 | 257.2604 | 0 | 0 | 0 | 0 | 0 | 0 | 0.003915 | 0
1992 | 257.2708 | 0 | 0 | 0 | 0 | 0 | 0 | 0.003915 | 0.007982
1992 | 257.2812 | 0 | 0 | 0 | 0 | 0 | 0 | -0.00783 | 0.003991
1992 | 257.2917 | 0.00783 | 0 | 0 | 0 | 0 | 0 | 0.003915 | -0.003991
1992 | 257.3021 | 0.03132 | 0 | 0 | 0 | 0 | 0 | -0.01566 | 0.003991
1992 | 257.3125 | 0 | 0 | 0 | 0 | 0 | 0 | 0.003915 | 0.007982
1992 | 257.3229 | 0.02349 | 0 | 0 | 0 | 0 | 0 | -0.00783 | 0.007982
1992 | 257.3333 | 0 | 0 | 0 | 0 | 0 | 0 | -0.00783 | 0.003991
1992 | 257.3437 | 0.00783 | 0 | 0 | 0 | 0 | 0 | 0 | -0.003991
1992 | 257.3542 | 0.03132 | 0 | 0 | 0 | 0 | 0 | 0.00783 | 0.007982
1992 | 257.3646 | 0 | 0 | 0 | 0 | 0 | 0 | 0.011745 | -0.011973
1992 | 257.375 | 0 | 0 | 0 | 0 | 0 | 0 | 0 | 0.011973
1992 | 257.3854 | 0 | 0 | 0 | 0 | 0 | 0 | 0.011745 | -0.007982
1992 | 257.3958 | 0 | 0 | 0 | 0 | 0 | 0 | 0.011745 | 0.007982
1992 | 257.4062 | 0 | 0.015964 | 0 | 0 | 0 | 0 | 0.066555 | 0.003991
1992 | 257.4167 | 0 | 0 | 0 | 0 | 0 | 0 | 0.03132 | 0
1992 | 257.4271 | 0 | 0 | 0 | 0 | 0 | 0 | 0.01566 | -0.003991
1992 | 257.4375 | 0 | 0 | 0 | 0 | 0 | 0 | 0.05481 | -0.003991
1992 | 257.4479 | 0 | 0 | 0 | 0 | 0 | 0 | 0 | 0.019955
1992 | 257.4583 | 0 | 0 | 0 | 0 | 0 | 0 | 0.058725 | 0
1992 | 257.4687 | 0 | 0 | 0 | 0 | 0 | 0 | 0.003915 | 0.011973
1992 | 257.4792 | 0 | 0 | 0 | 0 | 0 | 0 | 0.058725 | -0.019955
1992 | 257.4896 | 0 | 0 | 0 | 0 | 0 | 0 | 0.050895 | 0.031928
1992 | 257.5 | 0 | 0 | 0 | 0 | 0 | 0 | 0.011745 | 0.015964
1992 | 257.5104 | 0 | 0 | 0 | 0 | 0 | 0 | 0.02349 | 0.011973
1992 | 257.5208 | 0 | 0 | 0 | 0 | 0 | 0 | 0.05481 | 0.023946
1992 | 257.5312 | 0 | 0 | 0 | 0 | 0 | 0 | 0.043065 | 0.023946
1992 | 257.5417 | 0 | 0 | 0 | 0 | 0 | 0 | 0.003915 | 0.031928
1992 | 257.5521 | 0 | 0 | 0 | 0 | 0 | 0 | 0.050895 | 0.023946
1992 | 257.5625 | 0 | 0 | 0 | 0 | 0 | 0 | 0.043065 | 0.027937
1992 | 257.5729 | 0 | 0 | 0 | 0 | 0 | 0 | 0 | 0.03991
1992 | 257.5833 | 0 | 0 | 0 | 0 | 0 | 0 | 0.027405 | 0.03991
1992 | 257.5937 | 0 | 0 | 0 | 0 | 0 | 0 | 0.03132 | 0.035919
1992 | 257.6042 | 0 | 0 | 0 | 0 | 0 | 0 | 0.027405 | 0.031928
1992 | 257.6146 | 0 | 0 | 0 | 0 | 0 | 0 | 0.03915 | 0.027937
1992 | 257.625 | 0 | 0 | 0 | 0 | 0 | 0 | 0.019575 | 0.035919
1992 | 257.6354 | 0 | 0 | 0 | 0 | 0 | 0 | 0.01566 | 0.031928
1992 | 257.6458 | 0 | 0 | 0 | 0 | 0 | 0 | 0.027405 | 0.03991
1992 | 257.6562 | 0 | 0 | 0 | 0 | 0 | 0 | 0.019575 | 0.019955
1992 | 257.6667 | 0 | 0 | 0 | 0 | 0 | 0 | 0.003915 | 0.023946
1992 | 257.6771 | 0 | 0 | 0 | 0 | 0 | 0 | 0.02349 | 0.03991
1992 | 257.6875 | 0 | 0 | 0 | 0 | 0 | 0 | 0.01566 | 0.031928
1992 | 257.6979 | 0 | 0 | 0 | 0 | 0 | 0 | 0.003915 | 0.035919
1992 | 257.7083 | 0 | 0 | 0 | 0 | 0 | 0 | 0.027405 | 0.015964
1992 | 257.7187 | 0 | 0 | 0 | 0 | 0 | 0 | 0.019575 | 0.035919
1992 | 257.7292 | 0 | 0 | 0 | 0 | 0 | 0 | 0 | 0.035919
1992 | 257.7396 | 0 | 0 | 0 | 0 | 0 | 0 | -0.00783 | 0.027937
1992 | 257.75 | 0 | 0 | 0 | 0 | 0 | 0 | 0.027405 | 0.011973
1992 | 257.7604 | 0 | 0 | 0 | 0 | 0 | 0 | 0.02349 | 0.015964
1992 | 257.7708 | 0 | 0 | 0 | 0 | 0 | 0 | 0.00783 | 0.023946
1992 | 257.7812 | 0 | 0 | 0 | 0 | 0 | 0 | -0.00783 | 0.023946
1992 | 257.7917 | 0 | 0 | 0 | 0 | 0 | 0 | 0.003915 | 0.031928
1992 | 257.8021 | 0 | 0 | 0 | 0 | 0 | 0 | 0.019575 | 0.003991
1992 | 257.8125 | 0.01566 | 0 | 0 | 0 | 0 | 0 | 0.003915 | 0.011973
1992 | 257.8229 | 0 | 0 | 0 | 0 | 0 | 0 | -0.00783 | 0.015964
1992 | 257.8333 | 0 | 0 | 0 | 0 | 0 | 0 | -0.003915 | 0.027937
1992 | 257.8437 | 0 | 0 | 0 | 0 | 0 | 0 | -0.003915 | 0
1992 | 257.8542 | 0.00783 | 0 | 0 | 0 | 0 | 0 | -0.011745 | 0.007982
1992 | 257.8646 | 0.00783 | 0 | 0 | 0 | 0 | 0 | 0.003915 | 0
1992 | 257.875 | 0.02349 | 0 | 0 | 0 | 0 | 0 | 1.1369e-13 | 0.015964
1992 | 257.8854 | 0 | 0 | 0 | 0 | 0 | 0 | 0.00783 | 0.007982
1992 | 257.8958 | 0.00783 | 0 | 0 | 0 | 0 | 0 | -0.003915 | 0.003991
1992 | 257.9062 | 0 | 0 | 0 | 0 | 0 | 0 | -0.003915 | 0.011973
1992 | 257.9167 | 0.01566 | 0 | 0 | 0 | 0 | 0 | 0 | 0.007982
1992 | 257.9271 | 0 | 0 | 0 | 0 | 0 | 0 | -0.011745 | 0.011973
1992 | 257.9375 | 0 | 0 | 0 | 0 | 0 | 0 | -0.00783 | -0.003991
1992 | 257.9479 | 0.01566 | 0 | 0 | 0 | 0 | 0 | 0.003915 | 0
1992 | 257.9583 | 0.00783 | 0 | 0 | 0 | 0 | 0 | 0.01566 | 0.011973
1992 | 257.9687 | 0.02349 | 0 | 0 | 0 | 0 | 0 | 0.00783 | 0.003991
1992 | 257.9792 | 0.01566 | 0 | 0 | 0 | 0 | 0 | 0.01566 | 0
1992 | 257.9896 | 0 | 0 | 0 | 0 | 0 | 0 | -0.00783 | 0.007982
1992 | 258 | 0.01566 | 0 | 0 | 0 | 0 | 0 | -0.019575 | 0
1992 | 258.0104 | 0 | 0 | 0 | 0 | 0 | 0 | 0.01566 | 0.011973
1992 | 258.0208 | 0.01566 | 0 | 0 | 0 | 0 | 0 | 0.003915 | 0.007982
1992 | 258.0312 | 0 | 0 | 0 | 0 | 0 | 0 | 0.011745 | -0.003991
1992 | 258.0417 | 0.00783 | 0 | 0 | 0 | 0 | 0 | -0.011745 | 0.015964
1992 | 258.0521 | 0 | 0 | 0 | 0 | 0 | 0 | -0.019575 | 0
1992 | 258.0625 | 0 | 0 | 0 | 0 | 0 | 0 | 0.003915 | 0
1992 | 258.0729 | 0 | 0 | 0 | 0 | 0 | 0 | -0.003915 | 0.007982
1992 | 258.0833 | 0 | 0 | 0 | 0 | 0 | 0 | 0.00783 | 0.003991
1992 | 258.0937 | 0.02349 | 0 | 0 | 0 | 0 | 0 | 0.011745 | -0.007982
1992 | 258.1042 | 0 | 0 | 0 | 0 | 0 | 0 | 0.00783 | 0.011973
1992 | 258.1146 | 0 | 0 | 0 | 0 | 0 | 0 | 0 | 0.007982
1992 | 258.125 | 0 | 0 | 0 | 0 | 0 | 0 | -0.003915 | -0.003991
1992 | 258.1354 | 0 | 0 | 0 | 0 | 0 | 0 | -0.003915 | 0.007982
1992 | 258.1458 | 0 | 0 | 0 | 0 | 0 | 0 | 0.011745 | -0.011973
1992 | 258.1562 | 0 | 0 | 0 | 0 | 0 | 0 | -0.003915 | 0.003991
1992 | 258.1667 | 0.00783 | 0 | 0 | 0 | 0 | 0 | 0.003915 | -0.003991
1992 | 258.1771 | 0 | 0 | 0 | 0 | 0 | 0 | 0.003915 | -0.003991
1992 | 258.1875 | 0 | 0 | 0 | 0 | 0 | 0 | -0.00783 | 0.007982
1992 | 258.1979 | 0 | 0 | 0 | 0 | 0 | 0 | -0.00783 | 0
1992 | 258.2083 | 0 | 0 | 0 | 0 | 0 | 0 | 0 | 0.003991
1992 | 258.2187 | 0.01566 | 0 | 0 | 0 | 0 | 0 | 0 | 0
1992 | 258.2292 | 0.00783 | 0 | 0 | 0 | 0 | 0 | -0.003915 | 0.003991
1992 | 258.2396 | 0.01566 | 0 | 0 | 0 | 0 | 0 | 0 | 0
1992 | 258.25 | 0 | 0 | 0 | 0 | 0 | 0 | 0.003915 | 0
1992 | 258.2604 | 0 | 0 | 0 | 0 | 0 | 0 | -0.00783 | 0.011973
1992 | 258.2708 | 0 | 0 | 0 | 0 | 0 | 0 | 0 | -0.003991
1992 | 258.2812 | 0 | 0 | 0 | 0 | 0 | 0 | -0.01566 | 0
1992 | 258.2917 | 0 | 0 | 0 | 0 | 0 | 0 | -0.011745 | 0.011973
1992 | 258.3021 | 0.01566 | 0 | 0 | 0 | 0 | 0 | 0.00783 | -0.003991
1992 | 258.3125 | 0 | 0 | 0 | 0 | 0 | 0 | -0.011745 | -0.007982
1992 | 258.3229 | 0 | 0 | 0 | 0 | 0 | 0 | -0.01566 | 0.027937
1992 | 258.3333 | 0 | 0 | 0 | 0 | 0 | 0 | 0.019575 | -0.011973
1992 | 258.3437 | 0.03132 | 0 | 0 | 0 | 0 | 0 | 0.011745 | 0.011973
1992 | 258.3542 | 0 | 0 | 0 | 0 | 0 | 0 | -0.00783 | -0.003991
1992 | 258.3646 | 0.03132 | 0 | 0 | 0 | 0 | 0 | 0.02349 | 0.007982
1992 | 258.375 | 0 | 0 | 0 | 0 | 0 | 0 | 0.01566 | 0.003991
1992 | 258.3854 | 0 | 0 | 0 | 0 | 0 | 0 | -0.011745 | 0.011973
1992 | 258.3958 | 0 | 0 | 0 | 0 | 0 | 0 | 0 | -0.011973
1992 | 258.4062 | 0 | 0 | 0 | 0 | 0 | 0 | 0 | 0.011973
1992 | 258.4167 | 0 | 0 | 0 | 0 | 0 | 0 | 0.090045 | -0.007982
1992 | 258.4271 | 0 | 0 | 0 | 0 | 0 | 0 | 0.027405 | -0.027937
1992 | 258.4375 | 0 | 0 | 0 | 0 | 0 | 0 | 0.02349 | 0.019955
1992 | 258.4479 | 0 | 0 | 0 | 0 | 0 | 0 | 0.00783 | -0.003991
1992 | 258.4583 | 0 | 0 | 0 | 0 | 0 | 0 | 0.05481 | 0
1992 | 258.4687 | 0 | 0.031928 | 0 | 0 | 0 | 0 | 0.00783 | 0.019955
1992 | 258.4792 | 0 | 0 | 0 | 0 | 0 | 0 | 0.08613 | 0.011973
1992 | 258.4896 | 0 | 0 | 0 | 0 | 0 | 0 | 0.011745 | 0.011973
1992 | 258.5 | 0 | 0 | 0 | 0 | 0 | 0 | 0.035235 | 0.011973
1992 | 258.5104 | 0 | 0 | 0 | 0 | 0 | 0 | 0.035235 | 0.003991
1992 | 258.5208 | 0 | 0 | 0 | 0 | 0 | 0 | 0.027405 | 0.023946
1992 | 258.5312 | 0 | 0 | 0 | 0 | 0 | 0 | 0.003915 | 0.023946
1992 | 258.5417 | 0 | 0 | 0 | 0 | 0 | 0 | 0.050895 | 0.007982
1992 | 258.5521 | 0 | 0 | 0 | 0 | 0 | 0 | 0.003915 | 0.035919
1992 | 258.5625 | 0 | 0 | 0 | 0 | 0 | 0 | 0.03132 | 0.023946
1992 | 258.5729 | 0 | 0 | 0 | 0 | 0 | 0 | 0.06264 | 0.027937
1992 | 258.5833 | 0 | 0 | 0 | 0 | 0 | 0 | 0.011745 | 0.027937
1992 | 258.5937 | 0 | 0 | 0 | 0 | 0 | 0 | -0.00783 | 0.031928
1992 | 258.6042 | 0 | 0 | 0 | 0 | 0 | 0 | 0.035235 | 0.023946
1992 | 258.6146 | 0 | 0 | 0 | 0 | 0 | 0 | 0.03132 | 0.019955
1992 | 258.625 | 0 | 0 | 0 | 0 | 0 | 0 | 0.01566 | 0.03991
1992 | 258.6354 | 0 | 0 | 0 | 0 | 0 | 0 | 0.003915 | 0.031928
1992 | 258.6458 | 0 | 0 | 0 | 0 | 0 | 0 | 0.00783 | 0.043901
1992 | 258.6562 | 0 | 0 | 0 | 0 | 0 | 0 | 0.050895 | 0.027937
1992 | 258.6667 | 0 | 0 | 0 | 0 | 0 | 0 | -0.00783 | 0.023946
1992 | 258.6771 | 0 | 0 | 0 | 0 | 0 | 0 | 0.00783 | 0.015964
1992 | 258.6875 | 0 | 0 | 0 | 0 | 0 | 0 | 0.00783 | 0.019955
1992 | 258.6979 | 0 | 0 | 0 | 0 | 0 | 0 | 0.00783 | -0.003991
1992 | 258.7083 | 0 | 0 | 0 | 0 | 0 | 0 | 0.027405 | 0.035919
1992 | 258.7187 | 0 | 0 | 0 | 0 | 0 | 0 | -0.019575 | 0.027937
1992 | 258.7292 | 0 | 0 | 0 | 0 | 0 | 0 | 0.00783 | 0.023946
1992 | 258.7396 | 0 | 0 | 0 | 0 | 0 | 0 | 0.011745 | 0.003991
1992 | 258.75 | 0 | 0 | 0 | 0 | 0 | 0 | 0.01566 | 0.019955
1992 | 258.7604 | 0 | 0 | 0 | 0 | 0 | 0 | 0.00783 | 0.023946
1992 | 258.7708 | 0 | 0 | 0 | 0 | 0 | 0 | 0.003915 | 0.027937
1992 | 258.7812 | 0 | 0 | 0 | 0 | 0 | 0 | -0.00783 | 0.011973
1992 | 258.7917 | 0 | 0 | 0 | 0 | 0 | 0 | 0.011745 | 0.007982
1992 | 258.8021 | 0 | 0 | 0 | 0 | 0 | 0 | 0.00783 | 0.011973
1992 | 258.8125 | 0 | 0 | 0 | 0 | 0 | 0 | -0.019575 | 0.019955
1992 | 258.8229 | 0.00783 | 0 | 0 | 0 | 0 | 0 | 0 | 0.007982
1992 | 258.8333 | 0.01566 | 0 | 0 | 0 | 0 | 0 | 1.1369e-13 | 0.007982
1992 | 258.8437 | 0 | 0 | 0 | 0 | 0 | 0 | 0.003915 | 0.007982
1992 | 258.8542 | 0.00783 | 0 | 0 | 0 | 0 | 0 | -0.003915 | 0
1992 | 258.8646 | 0 | 0 | 0 | 0 | 0 | 0 | 0.003915 | 0.015964
1992 | 258.875 | 0 | 0 | 0 | 0 | 0 | 0 | 0.003915 | -0.003991
1992 | 258.8854 | 0.01566 | 0 | 0 | 0 | 0 | 0 | 0 | 0.011973
1992 | 258.8958 | 0 | 0 | 0 | 0 | 0 | 0 | 0 | 0
1992 | 258.9062 | 0.00783 | 0 | 0 | 0 | 0 | 0 | 0 | 0.015964
1992 | 258.9167 | 0.00783 | 0 | 0 | 0 | 0 | 0 | 0 | -0.003991
1992 | 258.9271 | 0.01566 | 0 | 0 | 0 | 0 | 0 | 0.003915 | 0.007982
1992 | 258.9375 | 0 | 0 | 0 | 0 | 0 | 0 | -0.00783 | 0.003991
1992 | 258.9479 | 0 | 0 | 0 | 0 | 0 | 0 | -0.00783 | 0
1992 | 258.9583 | 0 | 0 | 0 | 0 | 0 | 0 | 0.003915 | 0.003991
1992 | 258.9687 | 0.00783 | 0 | 0 | 0 | 0 | 0 | 0 | 0
1992 | 258.9792 | 0 | 0 | 0 | 0 | 0 | 0 | 0 | 0
1992 | 258.9896 | 0.00783 | 0 | 0 | 0 | 0 | 0 | 0 | -0.003991
1992 | 259 | 0 | 0 | 0 | 0 | 0 | 0 | 0 | 0.003991
1992 | 259.0104 | 0.00783 | 0 | 0 | 0 | 0 | 0 | 0 | 0.003991
1992 | 259.0208 | 0 | 0 | 0 | 0 | 0 | 0 | -0.003915 | 0
1992 | 259.0312 | 0 | 0 | 0 | 0 | 0 | 0 | -0.003915 | 0.003991
1992 | 259.0417 | 0.00783 | 0 | 0 | 0 | 0 | 0 | -0.003915 | 0.003991
1992 | 259.0521 | 0.01566 | 0 | 0 | 0 | 0 | 0 | 0.003915 | 0.003991
1992 | 259.0625 | 0 | 0 | 0 | 0 | 0 | 0 | 0.003915 | 0.003991
1992 | 259.0729 | 0 | 0 | 0 | 0 | 0 | 0 | -0.011745 | -0.003991
1992 | 259.0833 | 0 | 0 | 0 | 0 | 0 | 0 | 0 | 0.007982
1992 | 259.0937 | 0.00783 | 0 | 0 | 0 | 0 | 0 | -0.003915 | -0.003991
1992 | 259.1042 | 0 | 0 | 0 | 0 | 0 | 0 | 0.019575 | 0.003991
1992 | 259.1146 | 0 | 0 | 0 | 0 | 0 | 0 | -0.00783 | -0.003991
1992 | 259.125 | 0 | 0 | 0 | 0 | 0 | 0 | -0.00783 | 0.007982
1992 | 259.1354 | 0 | 0 | 0 | 0 | 0 | 0 | 0.011745 | 0.003991
1992 | 259.1458 | 0 | 0 | 0 | 0 | 0 | 0 | -0.011745 | 0.007982
1992 | 259.1562 | 0 | 0 | 0 | 0 | 0 | 0 | -0.00783 | 0.003991
1992 | 259.1667 | 0 | 0 | 0 | 0 | 0 | 0 | 0.003915 | 0.003991
1992 | 259.1771 | 0 | 0 | 0 | 0 | 0 | 0 | -0.003915 | 0.011973
1992 | 259.1875 | 0 | 0 | 0 | 0 | 0 | 0 | 0 | -0.003991
1992 | 259.1979 | 0 | 0 | 0 | 0 | 0 | 0 | -0.00783 | 0.011973
1992 | 259.2083 | 0 | 0 | 0 | 0 | 0 | 0 | 0.00783 | -0.007982
1992 | 259.2187 | 0 | 0 | 0 | 0 | 0 | 0 | -0.01566 | 0
1992 | 259.2292 | 0.00783 | 0 | 0 | 0 | 0 | 0 | -0.003915 | 0.003991
1992 | 259.2396 | 0 | 0 | 0 | 0 | 0 | 0 | 0 | 0.007982
1992 | 259.25 | 0 | 0 | 0 | 0 | 0 | 0 | 0.00783 | 0.003991
1992 | 259.2604 | 0 | 0 | 0 | 0 | 0 | 0 | -0.011745 | -0.003991
1992 | 259.2708 | 0.00783 | 0 | 0 | 0 | 0 | 0 | -0.011745 | 0.003991
1992 | 259.2812 | 0 | 0 | 0 | 0 | 0 | 0 | -0.003915 | 0
1992 | 259.2917 | 0 | 0 | 0 | 0 | 0 | 0 | 0.01566 | 0.003991
1992 | 259.3021 | 0 | 0 | 0 | 0 | 0 | 0 | 0 | -0.007982
1992 | 259.3125 | 0.01566 | 0 | 0 | 0 | 0 | 0 | 0 | 0.007982
1992 | 259.3229 | 0 | 0 | 0 | 0 | 0 | 0 | 0.00783 | 0.007982
1992 | 259.3333 | 0.01566 | 0 | 0 | 0 | 0 | 0 | -0.00783 | 0.007982
1992 | 259.3437 | 0.00783 | 0 | 0 | 0 | 0 | 0 | -0.00783 | 0
1992 | 259.3542 | 0.04698 | 0 | 0 | 0 | 0 | 0 | 0.00783 | -0.003991
1992 | 259.3646 | 0 | 0 | 0 | 0 | 0 | 0 | 0.019575 | 0.027937
1992 | 259.375 | 0 | 0 | 0 | 0 | 0 | 0 | 0.00783 | -0.007982
1992 | 259.3854 | 0.03915 | 0 | 0 | 0 | 0 | 0 | 0 | -0.003991
1992 | 259.3958 | 0 | 0 | 0 | 0 | 0 | 0 | 0.066555 | -0.0035919
1992 | 259.4062 | 0 | 0.007982 | 0 | 0 | 0 | 0 | 0 | -0.0023946
1992 | 259.4167 | 0 | 0.015964 | 0 | 0 | 0 | 0 | 0.043065 | 0.0015964
1992 | 259.4271 | 0 | 0.023946 | 0 | 0 | 0 | 0 | 0.01566 | 0.0087802
1992 | 259.4375 | 0 | 0 | 0 | 0 | 0 | 0 | 0.04698 | 0.0023946
1992 | 259.4479 | 0 | 0 | 0 | 0 | 0 | 0 | 0.00783 | 0.016363
1992 | 259.4583 | 0 | 0 | 0 | 0 | 0 | 0 | 0.03132 | 0.015964
1992 | 259.4687 | 0 | 0 | 0 | 0 | 0 | 0 | 0.00783 | -0.031928
1992 | 259.4792 | 0 | 0 | 0 | 0 | 0 | 0 | 0.0783 | 0
1992 | 259.4896 | 0 | 0 | 0 | 0 | 0 | 0 | 0 | 0.03991
1992 | 259.5 | 0 | 0 | 0 | 0 | 0 | 0 | 0.05481 | -0.007982
1992 | 259.5104 | 0 | 0 | 0 | 0 | 0 | 0 | 0 | 0.015964
1992 | 259.5208 | 0 | 0 | 0 | 0 | 0 | 0 | 0.03132 | 0.007982
1992 | 259.5312 | 0 | 0 | 0 | 0 | 0 | 0 | 0 | 0.03991
1992 | 259.5417 | 0 | 0 | 0 | 0 | 0 | 0 | 0.050895 | 0.037116
1992 | 259.5521 | 0 | 0 | 0 | 0 | 0 | 0 | -0.003915 | 0.03113
1992 | 259.5625 | 0 | 0 | 0 | 0 | 0 | 0 | 0.011745 | 0.03113
1992 | 259.5729 | 0 | 0 | 0 | 0 | 0 | 0 | 0.060682 | 0.01317
1992 | 259.5833 | 0 | 0 | 0 | 0 | 0 | 0 | 0.011745 | 0.031928
1992 | 259.5937 | 0 | 0 | 0 | 0 | 0 | 0 | 0.033278 | 0.011973
1992 | 259.6042 | 0 | 0 | 0 | 0 | 0 | 0 | -0.02349 | 0.019955
1992 | 259.6146 | 0 | 0 | 0 | 0 | 0 | 0 | -0.010179 | 0.011973
1992 | 259.625 | 0 | 0 | 0 | 0 | 0 | 0 | 0.06264 | 0.043901
1992 | 259.6354 | 0 | 0 | 0 | 0 | 0 | 0 | 0.02349 | 0.035919
1992 | 259.6458 | 0 | 0 | 0 | 0 | 0 | 0 | -0.011745 | -0.019955
1992 | 259.6562 | 0 | 0 | 0 | 0 | 0 | 0 | 0.01566 | 0.063856
1992 | 259.6667 | 0 | 0 | 0 | 0 | 0 | 0 | 0.011745 | 0.023946
1992 | 259.6771 | 0 | 0 | 0 | 0 | 0 | 0 | -0.003915 | 0.007982
1992 | 259.6875 | 0 | 0 | 0 | 0 | 0 | 0 | 0.019575 | 0.031928
1992 | 259.6979 | 0 | 0 | 0 | 0 | 0 | 0 | 0.00783 | 5.6843e-14
1992 | 259.7083 | 0 | 0 | 0 | 0 | 0 | 0 | 0.019575 | 0.007982
1992 | 259.7187 | 0 | 0 | 0 | 0 | 0 | 0 | -0.019575 | 0.007982
1992 | 259.7292 | 0 | 0 | 0 | 0 | 0 | 0 | -0.01566 | 0.019955
1992 | 259.7396 | 0 | 0 | 0 | 0 | 0 | 0 | 0.04698 | 0.019955
1992 | 259.75 | 0 | 0 | 0 | 0 | 0 | 0 | 0.035235 | 0.019955
1992 | 259.7604 | 0 | 0 | 0 | 0 | 0 | 0 | -0.011745 | 0.019955
1992 | 259.7708 | 0 | 0 | 0 | 0 | 0 | 0 | 0 | 0
1992 | 259.7812 | 0 | 0 | 0 | 0 | 0 | 0 | 0.02349 | 0.007982
1992 | 259.7917 | 0 | 0 | 0 | 0 | 0 | 0 | 0.003915 | 0.027937
1992 | 259.8021 | 0 | 0 | 0 | 0 | 0 | 0 | -0.00783 | 0.011973
1992 | 259.8125 | 0 | 0 | 0 | 0 | 0 | 0 | -0.02349 | 0
1992 | 259.8229 | 0 | 0 | 0 | 0 | 0 | 0 | 0.019575 | 0.007982
1992 | 259.8333 | 0 | 0 | 0 | 0 | 0 | 0 | -0.02349 | 0.007982
1992 | 259.8437 | 0.01566 | 0 | 0 | 0 | 0 | 0 | -0.003915 | 0.015964
1992 | 259.8542 | 0 | 0 | 0 | 0 | 0 | 0 | 0 | 0.003991
1992 | 259.8646 | 0 | 0 | 0.02349 | 0 | 0 | 0 | -0.02349 | 0.003991
1992 | 259.875 | 0 | 0 | 0 | 0 | 0 | 0 | 0.003915 | 0.003991
1992 | 259.8854 | 0 | 0 | 0.08613 | 0.063856 | 0 | 0 | -0.00783 | -0.003991
1992 | 259.8958 | 0 | 0 | 0.18009 | 0.12771 | 0 | 0 | 0 | 0
1992 | 259.9062 | 0 | 0 | 0.47763 | 0.42305 | 0 | 0 | 0 | 0
1992 | 259.9167 | 0 | 0 | 0.74385 | 0.72636 | 0 | 0 | 1.1369e-13 | 0
1992 | 259.9271 | 0 | 0 | 1.1823 | 1.0057 | 0 | 0 | 0 | 0
1992 | 259.9375 | 0 | 0 | 0.35235 | 0.3991 | 0 | 0 | 0.003915 | -5.6843e-14
1992 | 259.9479 | 0 | 0 | 0 | 0.063856 | 0 | 0 | 0.011745 | 0
1992 | 259.9583 | 0 | 0 | 0.10962 | 0.10377 | 0 | 0 | 0 | 0
1992 | 259.9687 | 0 | 0 | 0.06264 | 0.047892 | 0 | 0 | 0.03915 | 0
1992 | 259.9792 | 0 | 0 | 0.16443 | 0.13569 | 0 | 0 | 0 | 0
1992 | 259.9896 | 0 | 0 | 0.10962 | 0.15964 | 0 | 0 | 0 | 5.6843e-14
1992 | 260 | 0 | 0 | 0.3132 | 0.35919 | 0 | 0 | 1.1369e-13 | 1.1369e-13
1992 | 260.0104 | 0 | 0 | 0.57942 | 0.59067 | 0 | 0 | 0 | 1.1369e-13
1992 | 260.0208 | 0 | 0 | 0.36801 | 0.32726 | 0 | 0 | 0 | 0
1992 | 260.0312 | 0 | 0 | 0.12528 | 0.15964 | 0 | 0 | 1.1369e-13 | 0
1992 | 260.0417 | 0 | 0 | 0.33669 | 0.28735 | 0 | 0 | 0 | 0
1992 | 260.0521 | 0 | 0 | 0.18792 | 0.24744 | 0 | 0 | 0 | 0
1992 | 260.0625 | 0 | 0 | 0.10962 | 0.047892 | 0 | 0 | -0.01566 | 0
1992 | 260.0729 | 0 | 0 | 0 | 0.007982 | 0 | 0 | -0.00783 | 0
1992 | 260.0833 | 0 | 0 | 0.11745 | 0.087802 | 0 | 0 | 0 | 0
1992 | 260.0937 | 0 | 0 | 0.06264 | 0.055874 | 0 | 0 | 0.003915 | 0
1992 | 260.1042 | 0 | 0 | 0 | 0.007982 | 0 | 0 | 0.00783 | 0
1992 | 260.1146 | 0 | 0 | 0 | 0 | 0 | 0 | 0.019575 | 0
1992 | 260.125 | 0 | 0 | 0 | 0 | 0 | 0 | 0.003915 | 0.007982
1992 | 260.1354 | 0.00783 | 0 | 0 | 0 | 0 | 0 | -0.003915 | 0.007982
1992 | 260.1458 | 0 | 0 | 0 | 0 | 0 | 0 | 0.019575 | 0.011973
1992 | 260.1562 | 0 | 0 | 0 | 0 | 0 | 0 | 0.019575 | 0.011973
1992 | 260.1667 | 0 | 0 | 0 | 0 | 0 | 0 | 0.011745 | 0.003991
1992 | 260.1771 | 0 | 0 | 0 | 0 | 0 | 0 | 0.01566 | 0.007982
1992 | 260.1875 | 0 | 0 | 0 | 0 | 0 | 0 | 0.003915 | 0.011973
1992 | 260.1979 | 0 | 0 | 0 | 0 | 0 | 0 | 0.003915 | 0.003991
1992 | 260.2083 | 0 | 0 | 0 | 0 | 0 | 0 | -0.003915 | -0.003991
1992 | 260.2187 | 0 | 0 | 0 | 0 | 0 | 0 | 0.003915 | 0.003991
1992 | 260.2292 | 0 | 0 | 0 | 0 | 0 | 0 | 0.003915 | 0.003991
1992 | 260.2396 | 0 | 0 | 0 | 0 | 0 | 0 | -0.00783 | 0.011973
1992 | 260.25 | 0.01566 | 0 | 0 | 0 | 0 | 0 | -0.003915 | 0.007982
1992 | 260.2604 | 0 | 0 | 0 | 0 | 0 | 0 | 0 | 0.003991
1992 | 260.2708 | 0 | 0 | 0 | 0 | 0 | 0 | -0.00783 | 0.019955
1992 | 260.2812 | 0.00783 | 0 | 0 | 0 | 0 | 0 | 0 | 0.007982
1992 | 260.2917 | 0 | 0 | 0 | 0 | 0 | 0 | -0.00783 | 0.011973
1992 | 260.3021 | 0 | 0 | 0 | 0 | 0 | 0 | 0.011745 | 0.011973
1992 | 260.3125 | 0 | 0 | 0 | 0 | 0 | 0 | 0 | 0.023946
1992 | 260.3229 | 0 | 0 | 0 | 0 | 0 | 0 | 0.01566 | 0.027937
1992 | 260.3333 | 0 | 0 | 0 | 0 | 0 | 0 | 0.01566 | 0.015964
1992 | 260.3437 | 0 | 0 | 0 | 0 | 0 | 0 | 0.019575 | 0.043901
1992 | 260.3542 | 0 | 0 | 0 | 0 | 0 | 0 | 0 | 0.055874
1992 | 260.3646 | 0 | 0 | 0 | 0 | 0 | 0 | 0.027405 | 0.055874
1992 | 260.375 | 0 | 0 | 0 | 0 | 0 | 0 | 0.011745 | 0.063856
1992 | 260.3854 | 0 | 0 | 0 | 0 | 0 | 0 | 0.07047 | 0.067847
1992 | 260.3958 | 0 | 0 | 0 | 0 | 0 | 0 | 0.03915 | 0.067847
1992 | 260.4062 | 0 | 0 | 0 | 0 | 0 | 0 | 0.07047 | 0.071838
1992 | 260.4167 | 0 | 0 | 0 | 0 | 0 | 0 | 0.0783 | 0.083811
1992 | 260.4271 | 0 | 0 | 0 | 0 | 0 | 0 | 0.12137 | 0.067847
1992 | 260.4375 | 0 | 0 | 0 | 0 | 0 | 0 | 0.13311 | 0.043901
1992 | 260.4479 | 0 | 0 | 0 | 0 | 0 | 0 | 0.12528 | 0.059865
1992 | 260.4583 | 0 | 0 | 0 | 0 | 0 | 0 | 0.03915 | 0.035919
1992 | 260.4687 | 0 | 0 | 0 | 0 | 0 | 0 | 0.10179 | 0.051883
1992 | 260.4792 | 0 | 0 | 0 | 0 | 0 | 0 | 0.0783 | 0.027937
1992 | 260.4896 | 0 | 0 | 0 | 0 | 0 | 0 | 0.12137 | 0.03991
1992 | 260.5 | 0 | 0 | 0 | 0 | 0 | 0 | 0.13702 | 0.015964
1992 | 260.5104 | 0 | 0 | 0 | 0 | 0 | 0 | 0.09396 | 0.035919
1992 | 260.5208 | 0 | 0 | 0 | 0 | 0 | 0 | 0.097875 | 0.055874
1992 | 260.5312 | 0 | 0 | 0 | 0 | 0 | 0 | 0.10179 | 0.011973
1992 | 260.5417 | 0 | 0 | 0 | 0 | 0 | 0 | 0.10962 | 0.043901
1992 | 260.5521 | 0 | 0 | 0 | 0 | 0 | 0 | 0.082215 | 0.043901
1992 | 260.5625 | 0 | 0 | 0 | 0 | 0 | 0 | 0.058725 | 0.051883
1992 | 260.5729 | 0 | 0 | 0 | 0 | 0 | 0 | 0.082215 | 0.027937
1992 | 260.5833 | 0 | 0 | 0 | 0 | 0 | 0 | 0.12136 | 0.051883
1992 | 260.5937 | 0 | 0 | 0 | 0 | 0 | 0 | 0.03915 | 0.035919
1992 | 260.6042 | 0 | 0 | 0 | 0 | 0 | 0 | 0.09396 | 0.03991
1992 | 260.6146 | 0 | 0 | 0 | 0 | 0 | 0 | 0.050895 | 0.047892
1992 | 260.625 | 0 | 0 | 0 | 0 | 0 | 0 | 0.082215 | 0.031928
1992 | 260.6354 | 0 | 0 | 0 | 0 | 0 | 0 | 0.06264 | 0.035919
1992 | 260.6458 | 0 | 0 | 0 | 0 | 0 | 0 | 0.050895 | 0.043901
1992 | 260.6562 | 0 | 0 | 0 | 0 | 0 | 0 | 0.035235 | 0.035919
1992 | 260.6667 | 0 | 0 | 0 | 0 | 0 | 0 | 0.074385 | 0.031928
1992 | 260.6771 | 0 | 0 | 0 | 0 | 0 | 0 | 0.03915 | 0.051883
1992 | 260.6875 | 0 | 0 | 0 | 0 | 0 | 0 | 0.035235 | 0.019955
1992 | 260.6979 | 0 | 0 | 0 | 0 | 0 | 0 | 0.05481 | 0.031928
1992 | 260.7083 | 0 | 0 | 0 | 0 | 0 | 0 | 0.03132 | 0.031928
1992 | 260.7187 | 0 | 0 | 0 | 0 | 0 | 0 | 0.03915 | 0.023946
1992 | 260.7292 | 0 | 0 | 0 | 0 | 0 | 0 | 0.03915 | 0.031928
1992 | 260.7396 | 0 | 0 | 0 | 0 | 0 | 0 | 0.035235 | 0.023946
1992 | 260.75 | 0 | 0 | 0 | 0 | 0 | 0 | 0.027405 | 0.019955
1992 | 260.7604 | 0 | 0 | 0 | 0 | 0 | 0 | 0.02349 | 0.019955
1992 | 260.7708 | 0 | 0 | 0 | 0 | 0 | 0 | 0.02349 | 0.027937
1992 | 260.7812 | 0 | 0 | 0 | 0 | 0 | 0 | 0.00783 | 0.015964
1992 | 260.7917 | 0 | 0 | 0 | 0 | 0 | 0 | 0.035235 | 0.007982
1992 | 260.8021 | 0 | 0 | 0 | 0 | 0 | 0 | 0.01566 | 0.011973
1992 | 260.8125 | 0 | 0 | 0 | 0 | 0 | 0 | -0.00783 | 0.011973
1992 | 260.8229 | 0 | 0 | 0 | 0 | 0 | 0 | 0.003915 | 0.007982
1992 | 260.8333 | 0 | 0 | 0 | 0 | 0 | 0 | 0.003915 | 0.015964
1992 | 260.8437 | 0 | 0 | 0 | 0 | 0 | 0 | 0 | 0.003991
1992 | 260.8542 | 0 | 0 | 0 | 0 | 0 | 0 | 0.00783 | 0.007982
1992 | 260.8646 | 0 | 0 | 0 | 0 | 0 | 0 | 0 | 0.019955
1992 | 260.875 | 0 | 0 | 0 | 0 | 0 | 0 | 0.00783 | 0.007982
1992 | 260.8854 | 0 | 0 | 0 | 0 | 0 | 0 | 0.011745 | 0.007982
1992 | 260.8958 | 0 | 0 | 0 | 0 | 0 | 0 | 0 | 0.015964
1992 | 260.9062 | 0 | 0 | 0 | 0 | 0 | 0 | 0.003915 | 0.011973
1992 | 260.9167 | 0 | 0 | 0 | 0 | 0 | 0 | 0.011745 | 0.003991
1992 | 260.9271 | 0 | 0 | 0 | 0 | 0 | 0 | -0.003915 | 0.003991
1992 | 260.9375 | 0.01566 | 0 | 0 | 0 | 0 | 0 | 0.00783 | 0.015964
1992 | 260.9479 | 0 | 0 | 0 | 0 | 0 | 0 | 0.003915 | 0.007982
1992 | 260.9583 | 0 | 0 | 0 | 0 | 0 | 0 | 0.01566 | 0.003991
1992 | 260.9687 | 0 | 0 | 0 | 0 | 0 | 0 | -0.00783 | 0.015964
1992 | 260.9792 | 0 | 0 | 0 | 0 | 0 | 0 | 0.00783 | 0.003991
1992 | 260.9896 | 0 | 0 | 0 | 0 | 0 | 0 | 0 | 0.003991
1992 | 261 | 0 | 0 | 0 | 0 | 0 | 0 | 0.003915 | 0.015964
1992 | 261.0104 | 0 | 0 | 0 | 0 | 0 | 0 | 0 | 0.007982
1992 | 261.0208 | 0 | 0 | 0 | 0 | 0 | 0 | -0.00063145 | 0.0028967
1992 | 261.0312 | 0 | 0 | 0 | 0 | 0 | 0 | -0.00075774 | 0.003476
1992 | 261.0417 | 0 | 0 | 0 | 0 | 0 | 0 | -0.00075774 | 0.003476
1992 | 261.0521 | 0 | 0 | 0 | 0 | 0 | 0 | -0.00075774 | 0.003476
1992 | 261.0625 | 0 | 0 | 0 | 0 | 0 | 0 | -0.00075774 | 0.003476
1992 | 261.0729 | 0 | 0 | 0 | 0 | 0 | 0 | -0.00075774 | 0.003476
1992 | 261.0833 | 0 | 0 | 0 | 0 | 0 | 0 | -0.00075774 | 0.003476
1992 | 261.0937 | 0 | 0 | 0 | 0 | 0 | 0 | -0.00075774 | 0.003476
1992 | 261.1042 | 0 | 0 | 0 | 0 | 0 | 0 | -0.00075774 | 0.003476
1992 | 261.1146 | 0 | 0 | 0 | 0 | 0 | 0 | -0.00075774 | 0.003476
1992 | 261.125 | 0 | 0 | 0 | 0 | 0 | 0 | -0.00075774 | 0.003476
1992 | 261.1354 | 0 | 0 | 0 | 0 | 0 | 0 | -0.00075774 | 0.003476
1992 | 261.1458 | 0 | 0 | 0 | 0 | 0 | 0 | -0.00075774 | 0.003476
1992 | 261.1562 | 0 | 0 | 0 | 0 | 0 | 0 | -0.00075774 | 0.003476
1992 | 261.1667 | 0 | 0 | 0 | 0 | 0 | 0 | -0.00075774 | 0.003476
1992 | 261.1771 | 0 | 0 | 0 | 0 | 0 | 0 | -0.00075774 | 0.003476
1992 | 261.1875 | 0 | 0 | 0 | 0 | 0 | 0 | -0.00075774 | 0.003476
1992 | 261.1979 | 0 | 0 | 0 | 0 | 0 | 0 | -0.00075774 | 0.003476
1992 | 261.2083 | 0 | 0 | 0 | 0 | 0 | 0 | -0.00075774 | 0.003476
1992 | 261.2187 | 0 | 0 | 0 | 0 | 0 | 0 | -0.00075774 | 0.003476
1992 | 261.2292 | 0 | 0 | 0 | 0 | 0 | 0 | -0.00063145 | 0.0028967
1992 | 261.2396 | 0 | 0 | 0 | 0 | 0 | 0 | 0 | 0.003991
1992 | 261.25 | 0 | 0 | 0 | 0 | 0 | 0 | 0.01566 | 0.003991
1992 | 261.2604 | 0 | 0 | 0 | 0 | 0 | 0 | 0 | 0
1992 | 261.2708 | 0.00783 | 0 | 0 | 0 | 0 | 0 | -0.00783 | 0.003991
1992 | 261.2812 | 0 | 0 | 0 | 0 | 0 | 0 | 0.003915 | -0.003991
1992 | 261.2917 | 0 | 0 | 0 | 0 | 0 | 0 | 0.003915 | 0.011973
1992 | 261.3021 | 0 | 0 | 0 | 0 | 0 | 0 | 0.003915 | 0.003991
1992 | 261.3125 | 0 | 0 | 0 | 0 | 0 | 0 | -0.011745 | 0.003991
1992 | 261.3229 | 0.00783 | 0 | 0 | 0 | 0 | 0 | -0.003915 | 0.019955
1992 | 261.3333 | 0 | 0 | 0 | 0 | 0 | 0 | 0.003915 | 0.003991
1992 | 261.3437 | 0 | 0 | 0 | 0 | 0 | 0 | 0.00783 | 0.011973
1992 | 261.3542 | 0 | 0 | 0 | 0 | 0 | 0 | 0.003915 | 0.015964
1992 | 261.3646 | 0 | 0 | 0 | 0 | 0 | 0 | 0.011745 | 0.015964
1992 | 261.375 | 0 | 0 | 0 | 0 | 0 | 0 | 0.035235 | -0.003991
1992 | 261.3854 | 0 | 0 | 0 | 0 | 0 | 0 | -0.035235 | 0.015964
1992 | 261.3958 | 0 | 0 | 0 | 0 | 0 | 0 | 0.06264 | 0
1992 | 261.4062 | 0 | 0 | 0 | 0 | 0 | 0 | -0.00783 | 0.003991
1992 | 261.4167 | 0 | 0 | 0 | 0 | 0 | 0 | 0.01566 | 5.6843e-14
1992 | 261.4271 | 0 | 0 | 0 | 0 | 0 | 0 | 0.03132 | 0.003991
1992 | 261.4375 | 0 | 0 | 0 | 0 | 0 | 0 | 0.066555 | -0.011973
1992 | 261.4479 | 0 | 0 | 0 | 0 | 0 | 0 | 0.074385 | -0.011973
1992 | 261.4583 | 0 | 0 | 0 | 0 | 0 | 0 | -0.011745 | 0.019955
1992 | 261.4687 | 0 | 0 | 0 | 0 | 0 | 0 | 0.074385 | -0.011973
1992 | 261.4792 | 0 | 0 | 0 | 0 | 0 | 0 | 0.050895 | 0
1992 | 261.4896 | 0 | 0 | 0 | 0 | 0 | 0 | 0.058725 | 0.007982
1992 | 261.5 | 0 | 0 | 0 | 0 | 0 | 0 | 0.01566 | 0.031928
1992 | 261.5104 | 0 | 0 | 0 | 0 | 0 | 0 | 0.05481 | 0.007982
1992 | 261.5208 | 0 | 0 | 0 | 0 | 0 | 0 | 0.04698 | 0.023946
1992 | 261.5312 | 0 | 0 | 0 | 0 | 0 | 0 | 0.066555 | 0.027937
1992 | 261.5417 | 0 | 0 | 0 | 0 | 0 | 0 | 0.02349 | 0.019955
1992 | 261.5521 | 0 | 0 | 0 | 0 | 0 | 0 | 0.082215 | 0.023946
1992 | 261.5625 | 0 | 0 | 0 | 0 | 0 | 0 | 0.02349 | 0.031928
1992 | 261.5729 | 0 | 0 | 0 | 0 | 0 | 0 | 0.066555 | 0.031928
1992 | 261.5833 | 0 | 0 | 0 | 0 | 0 | 0 | 0.035235 | 0.031928
1992 | 261.5937 | 0 | 0 | 0 | 0 | 0 | 0 | 0.035235 | 0.03991
1992 | 261.6042 | 0 | 0 | 0 | 0 | 0 | 0 | 0.043065 | 0.03991
1992 | 261.6146 | 0 | 0 | 0 | 0 | 0 | 0 | 0.01566 | 0.019955
1992 | 261.625 | 0 | 0 | 0 | 0 | 0 | 0 | 0.07047 | 0.047892
1992 | 261.6354 | 0 | 0 | 0 | 0 | 0 | 0 | 0.019575 | 0.031928
1992 | 261.6458 | 0 | 0 | 0 | 0 | 0 | 0 | 0.03132 | 0.031928
1992 | 261.6562 | 0 | 0 | 0 | 0 | 0 | 0 | 0.00783 | 0.031928
1992 | 261.6667 | 0 | 0 | 0 | 0 | 0 | 0 | 0.066555 | 0.023946
1992 | 261.6771 | 0 | 0 | 0 | 0 | 0 | 0 | 0.01566 | 0.047892
1992 | 261.6875 | 0 | 0 | 0 | 0 | 0 | 0 | -0.00783 | 0.027937
1992 | 261.6979 | 0 | 0 | 0 | 0 | 0 | 0 | -0.003915 | 0.027937
1992 | 261.7083 | 0 | 0 | 0 | 0 | 0 | 0 | 0.06264 | 0.023946
1992 | 261.7187 | 0 | 0 | 0 | 0 | 0 | 0 | -0.00783 | 0.03991
1992 | 261.7292 | 0 | 0 | 0 | 0 | 0 | 0 | 0.050895 | 0.019955
1992 | 261.7396 | 0 | 0 | 0 | 0 | 0 | 0 | 0.00783 | 0.023946
1992 | 261.75 | 0 | 0 | 0 | 0 | 0 | 0 | 0.019575 | 0.023946
1992 | 261.7604 | 0 | 0 | 0 | 0 | 0 | 0 | 0.019575 | 0.019955
1992 | 261.7708 | 0 | 0 | 0 | 0 | 0 | 0 | 0.00783 | 0.031928
1992 | 261.7812 | 0.01566 | 0 | 0 | 0 | 0 | 0 | -0.00783 | 0.011973
1992 | 261.7917 | 0 | 0 | 0 | 0 | 0 | 0 | 0.027405 | 0.031928
1992 | 261.8021 | 0 | 0 | 0 | 0 | 0 | 0 | 0.003915 | 0.011973
1992 | 261.8125 | 0 | 0 | 0 | 0 | 0 | 0 | 0.01566 | 0.015964
1992 | 261.8229 | 0 | 0 | 0 | 0 | 0 | 0 | 0.003915 | 0.011973
1992 | 261.8333 | 0 | 0 | 0 | 0 | 0 | 0 | -0.003915 | 0.019955
1992 | 261.8437 | 0 | 0 | 0 | 0 | 0 | 0 | 0.003915 | 0.003991
1992 | 261.8542 | 0 | 0 | 0 | 0 | 0 | 0 | -0.003915 | 0.007982
1992 | 261.8646 | 0 | 0 | 0 | 0 | 0 | 0 | 0.003915 | 0.019955
1992 | 261.875 | 0 | 0 | 0 | 0 | 0 | 0 | -0.003915 | 0.011973
1992 | 261.8854 | 0 | 0 | 0 | 0 | 0 | 0 | 0 | 0.007982
1992 | 261.8958 | 0.00783 | 0 | 0 | 0 | 0 | 0 | -0.011745 | 0.019955
1992 | 261.9062 | 0 | 0 | 0 | 0 | 0 | 0 | -0.00783 | 0.003991
1992 | 261.9167 | 0 | 0 | 0 | 0 | 0 | 0 | 0.00783 | 0.015964
1992 | 261.9271 | 0 | 0 | 0 | 0 | 0 | 0 | 0.00783 | 0
1992 | 261.9375 | 0 | 0 | 0 | 0 | 0 | 0 | 0 | 0.019955
1992 | 261.9479 | 0 | 0 | 0 | 0 | 0 | 0 | -0.02349 | 0
1992 | 261.9583 | 0 | 0 | 0 | 0 | 0 | 0 | 0.003915 | 0.011973
1992 | 261.9687 | 0.02349 | 0 | 0 | 0 | 0 | 0 | 0 | 0.003991
1992 | 261.9792 | 0 | 0 | 0 | 0 | 0 | 0 | -0.02349 | 0.035919
1992 | 261.9896 | 0 | 0 | 0 | 0 | 0 | 0 | 0.003915 | -0.007982
1992 | 262 | 0 | 0 | 0 | 0 | 0 | 0 | 0.00783 | 0
1992 | 262.0104 | 0 | 0 | 0 | 0 | 0 | 0 | 0.011745 | 0.007982
1992 | 262.0208 | 0 | 0 | 0 | 0 | 0 | 0 | 0.027405 | 0.015964
1992 | 262.0312 | 0 | 0 | 0 | 0 | 0 | 0 | -0.003915 | 0.019955
1992 | 262.0417 | 0 | 0 | 0 | 0 | 0 | 0 | 0.00783 | -0.007982
1992 | 262.0521 | 0 | 0 | 0 | 0 | 0 | 0 | -0.003915 | 0.011973
1992 | 262.0625 | 0.02349 | 0 | 0 | 0 | 0 | 0 | 0.011745 | 0.007982
1992 | 262.0729 | 0.00783 | 0 | 0 | 0 | 0 | 0 | 0.011745 | 0
1992 | 262.0833 | 0 | 0 | 0 | 0 | 0 | 0 | 0.003915 | 0.007982
1992 | 262.0937 | 0.03132 | 0 | 0 | 0 | 0 | 0 | 0.02349 | 0
1992 | 262.1042 | 0 | 0 | 0 | 0 | 0 | 0 | 0.00783 | 0.003991
1992 | 262.1146 | 0.03915 | 0 | 0 | 0 | 0 | 0 | -0.003915 | 0.007982
1992 | 262.125 | 0 | 0 | 0 | 0 | 0 | 0 | 0.019575 | 0.007982
1992 | 262.1354 | 0 | 0 | 0 | 0 | 0 | 0 | -0.003915 | 0.007982
1992 | 262.1458 | 0 | 0 | 0 | 0 | 0 | 0 | 0.003915 | 0.007982
1992 | 262.1562 | 0.02349 | 0 | 0 | 0 | 0 | 0 | 0 | 0
1992 | 262.1667 | 0 | 0 | 0 | 0 | 0 | 0 | 0.011745 | 0.003991
1992 | 262.1771 | 0 | 0 | 0 | 0 | 0 | 0 | 0.019575 | -0.003991
1992 | 262.1875 | 0 | 0 | 0 | 0 | 0 | 0 | 0 | -0.007982
1992 | 262.1979 | 0 | 0 | 0 | 0 | 0 | 0 | 0.050895 | 0
1992 | 262.2083 | 0 | 0 | 0 | 0 | 0 | 0 | 0.00783 | -0.011973
1992 | 262.2187 | 0.04698 | 0 | 0 | 0 | 0 | 0 | 0.003915 | -0.003991
1992 | 262.2292 | 0.06264 | 0.007982 | 0 | 0 | 0 | 0 | 0 | 0.007982
1992 | 262.2396 | 0.03915 | 0 | 0 | 0 | 0 | 0 | -1.1369e-13 | 0
1992 | 262.25 | 0 | 0 | 0 | 0 | 0 | 0 | 0.06264 | 0.035919
1992 | 262.2604 | 0 | 0 | 0 | 0 | 0 | 0 | -0.003915 | 0.011973
1992 | 262.2708 | 0.02349 | 0 | 0 | 0 | 0 | 0 | -0.019575 | 0.007982
1992 | 262.2812 | 0 | 0 | 0 | 0 | 0 | 0 | 0.003915 | 0.007982
1992 | 262.2917 | 0.02349 | 0 | 0 | 0 | 0 | 0 | -0.06264 | 0.03991
1992 | 262.3021 | 0 | 0 | 0 | 0 | 0 | 0 | 0.003915 | -0.007982
1992 | 262.3125 | 0 | 0 | 0 | 0 | 0 | 0 | 0.00783 | 0.063856
1992 | 262.3229 | 0.03132 | 0 | 0 | 0 | 0 | 0 | 0.08613 | -0.019955
1992 | 262.3333 | 0 | 0 | 0 | 0 | 0 | 0 | -0.25447 | 0.027937
1992 | 262.3437 | 0 | 0 | 0 | 0 | 0 | 0 | 0.23099 | 0.051883
1992 | 262.3542 | 0 | 0 | 0 | 0 | 0 | 0 | -0.10962 | -0.059865
1992 | 262.3646 | 0 | 0 | 0 | 0 | 0 | 0 | 0.074385 | 0.03991
1992 | 262.375 | 0 | 0 | 0 | 0 | 0 | 0 | 0.035235 | 0.019955
1992 | 262.3854 | 0 | 0 | 0 | 0 | 0 | 0 | 0.02349 | 0.015964
1992 | 262.3958 | 0 | 0 | 0 | 0 | 0 | 0 | 0.027405 | 0.063856
1992 | 262.4062 | 0.03915 | 0 | 0 | 0 | 0 | 0 | -0.02349 | 0.015964
1992 | 262.4167 | 0 | 0 | 0 | 0 | 0 | 0 | 0.07047 | -0.015964
1992 | 262.4271 | 0 | 0 | 0 | 0 | 0 | 0 | 0.11353 | 0.011973
1992 | 262.4375 | 0 | 0 | 0 | 0 | 0 | 0 | 0.00783 | 0.051883
1992 | 262.4479 | 0 | 0 | 0 | 0 | 0 | 0 | -0.03132 | -0.011973
1992 | 262.4583 | 0 | 0 | 0 | 0 | 0 | 0 | 0.06264 | -0.011973
1992 | 262.4687 | 0 | 0 | 0 | 0 | 0 | 0 | 0.050895 | 0.051883
1992 | 262.4792 | 0 | 0 | 0 | 0 | 0 | 0 | 0.04698 | -0.035919
1992 | 262.4896 | 0 | 0 | 0 | 0 | 0 | 0 | 0.03915 | 0.003991
1992 | 262.5 | 0 | 0 | 0 | 0 | 0 | 0 | 0.0783 | 0.007982
1992 | 262.5104 | 0 | 0 | 0 | 0 | 0 | 0 | 0.03132 | -0.007982
1992 | 262.5208 | 0 | 0 | 0 | 0 | 0 | 0 | 0.058725 | 0.019955
1992 | 262.5312 | 0 | 0 | 0 | 0 | 0 | 0 | 0.011745 | 0.027937
1992 | 262.5417 | 0 | 0 | 0 | 0 | 0 | 0 | -0.003915 | 0.019955
1992 | 262.5521 | 0 | 0 | 0 | 0 | 0 | 0 | 0.0783 | 0.023946
1992 | 262.5625 | 0 | 0 | 0 | 0 | 0 | 0 | 0.04698 | 0.003991
1992 | 262.5729 | 0 | 0 | 0 | 0 | 0 | 0 | 0.00783 | 0
1992 | 262.5833 | 0 | 0 | 0 | 0 | 0 | 0 | 0.04698 | 0.055874
1992 | 262.5937 | 0 | 0 | 0 | 0 | 0 | 0 | 0.03915 | 0.019955
1992 | 262.6042 | 0 | 0 | 0.28971 | 0 | 0 | 0 | -0.01566 | 0.007982
1992 | 262.6146 | 0 | 0 | 0 | 0 | 0 | 0 | 0.027405 | 0.035919
1992 | 262.625 | 0 | 0 | 0 | 0 | 0 | 0 | 0.058725 | 0.023946
1992 | 262.6354 | 0 | 0 | 0 | 0 | 0 | 0 | 0.01566 | 0.011973
1992 | 262.6458 | 0 | 0 | 0 | 0 | 0 | 0 | 0.00783 | 0.019955
1992 | 262.6562 | 0 | 0 | 0 | 0 | 0 | 0 | 0.00783 | 0.03991
1992 | 262.6667 | 0 | 0 | 0 | 0 | 0 | 0 | 0.011745 | 0.031928
1992 | 262.6771 | 0 | 0 | 0 | 0 | 0 | 0 | 0.01566 | 0.023946
1992 | 262.6875 | 0 | 0 | 0 | 0 | 0 | 0 | 0.003915 | 0.015964
1992 | 262.6979 | 0 | 0 | 0 | 0 | 0 | 0 | 0.035235 | 0.015964
1992 | 262.7083 | 0 | 0 | 0 | 0 | 0 | 0 | 0.00783 | 0.015964
1992 | 262.7187 | 0 | 0 | 0 | 0 | 0 | 0 | 0.003915 | 0.007982
1992 | 262.7292 | 0 | 0 | 0 | 0 | 0 | 0 | 0.027405 | 0.023946
1992 | 262.7396 | 0 | 0 | 0 | 0 | 0 | 0 | 0.011745 | 0.019955
1992 | 262.75 | 0 | 0 | 0 | 0 | 0 | 0 | 0 | 0.011973
1992 | 262.7604 | 0 | 0 | 0 | 0 | 0 | 0 | 0 | 0.011973
1992 | 262.7708 | 0 | 0 | 0 | 0 | 0 | 0 | 0.003915 | 0.011973
1992 | 262.7812 | 0 | 0 | 0 | 0 | 0 | 0 | 0 | 0.019955
1992 | 262.7917 | 0 | 0 | 0 | 0 | 0 | 0 | 0.019575 | 0
1992 | 262.8021 | 0 | 0 | 0 | 0 | 0 | 0 | 0.003915 | 0.003991
1992 | 262.8125 | 0 | 0 | 0 | 0 | 0 | 0 | 0.019575 | 0
1992 | 262.8229 | 0 | 0 | 0 | 0 | 0 | 0 | 0 | 0.003991
1992 | 262.8333 | 0 | 0 | 0 | 0 | 0 | 0 | 0.003915 | 0.003991
1992 | 262.8437 | 0 | 0 | 0 | 0 | 0 | 0 | 0 | 0.003991
1992 | 262.8542 | 0 | 0 | 0 | 0 | 0 | 0 | 0 | 0.007982
1992 | 262.8646 | 0 | 0 | 0 | 0 | 0 | 0 | 0.003915 | 0.003991
1992 | 262.875 | 0 | 0 | 0 | 0 | 0 | 0 | -0.00783 | 0.007982
1992 | 262.8854 | 0 | 0 | 0 | 0 | 0 | 0 | 0 | 0
1992 | 262.8958 | 0 | 0 | 0 | 0 | 0 | 0 | -0.00783 | 0.003991
1992 | 262.9062 | 0 | 0 | 0 | 0 | 0 | 0 | 0.00783 | 0.007982
1992 | 262.9167 | 0 | 0 | 0 | 0 | 0 | 0 | -0.00783 | 0
1992 | 262.9271 | 0 | 0 | 0 | 0 | 0 | 0 | 0.00783 | -0.003991
1992 | 262.9375 | 0 | 0 | 0 | 0 | 0 | 0 | 0 | 0
1992 | 262.9479 | 0 | 0 | 0 | 0 | 0 | 0 | 0 | 0.007982
1992 | 262.9583 | 0 | 0 | 0 | 0 | 0 | 0 | 0.003915 | 0.007982
1992 | 262.9687 | 0 | 0 | 0 | 0 | 0 | 0 | 0.00783 | 0.003991
1992 | 262.9792 | 0 | 0 | 0 | 0 | 0 | 0 | 0 | 0.003991
1992 | 262.9896 | 0 | 0 | 0 | 0 | 0 | 0 | -0.00783 | 0.015964
1992 | 263 | 0 | 0 | 0 | 0 | 0 | 0 | 0 | 0.003991
1992 | 263.0104 | 0 | 0 | 0 | 0 | 0 | 0 | 0 | 0.007982
1992 | 263.0208 | 0 | 0 | 0 | 0 | 0 | 0 | 0 | 0
1992 | 263.0312 | 0 | 0 | 0 | 0 | 0 | 0 | -0.003915 | 0
1992 | 263.0417 | 0 | 0 | 0 | 0 | 0 | 0 | 0.00783 | 0.007982
1992 | 263.0521 | 0 | 0 | 0 | 0 | 0 | 0 | 0 | 0.003991
1992 | 263.0625 | 0.00783 | 0 | 0 | 0 | 0 | 0 | -0.003915 | -0.003991
1992 | 263.0729 | 0 | 0 | 0 | 0 | 0 | 0 | 0.003915 | 0.003991
1992 | 263.0833 | 0 | 0 | 0 | 0 | 0 | 0 | 0 | 0.003991
1992 | 263.0937 | 0.00783 | 0 | 0 | 0 | 0 | 0 | -0.003915 | 0.007982
1992 | 263.1042 | 0 | 0 | 0 | 0 | 0 | 0 | -0.003915 | 0
1992 | 263.1146 | 0 | 0 | 0 | 0 | 0 | 0 | 0.003915 | -0.003991
1992 | 263.125 | 0 | 0 | 0 | 0 | 0 | 0 | -0.003915 | 0
1992 | 263.1354 | 0.00783 | 0 | 0 | 0 | 0 | 0 | 0 | 0.007982
1992 | 263.1458 | 0 | 0 | 0 | 0 | 0 | 0 | 0.01566 | 0.003991
1992 | 263.1562 | 0 | 0 | 0 | 0 | 0 | 0 | -0.00783 | 0
1992 | 263.1667 | 0 | 0 | 0 | 0 | 0 | 0 | 0 | 0
1992 | 263.1771 | 0.00783 | 0 | 0 | 0 | 0 | 0 | 0 | 0.003991
1992 | 263.1875 | 0 | 0 | 0 | 0 | 0 | 0 | 0 | 0.003991
1992 | 263.1979 | 0 | 0 | 0 | 0 | 0 | 0 | 0 | 0
1992 | 263.2083 | 0.01566 | 0 | 0 | 0 | 0 | 0 | 0 | 0
1992 | 263.2187 | 0 | 0 | 0 | 0 | 0 | 0 | 0 | 0.003991
1992 | 263.2292 | 0.00783 | 0 | 0 | 0 | 0 | 0 | 0.003915 | 0
1992 | 263.2396 | 0 | 0 | 0 | 0 | 0 | 0 | -0.003915 | 0.003991
1992 | 263.25 | 0 | 0 | 0 | 0 | 0 | 0 | 0.003915 | -0.003991
1992 | 263.2604 | 0 | 0 | 0 | 0 | 0 | 0 | 0 | 0.003991
1992 | 263.2708 | 0 | 0 | 0 | 0 | 0 | 0 | -0.00783 | 0
1992 | 263.2812 | 0 | 0 | 0 | 0 | 0 | 0 | -0.003915 | 0.003991
1992 | 263.2917 | 0 | 0 | 0 | 0 | 0 | 0 | 0.003915 | 0
1992 | 263.3021 | 0 | 0 | 0 | 0 | 0 | 0 | -0.003915 | -0.003991
1992 | 263.3125 | 0 | 0 | 0 | 0 | 0 | 0 | -0.01566 | 0.007982
1992 | 263.3229 | 0.00783 | 0 | 0 | 0 | 0 | 0 | 0 | 0.011973
1992 | 263.3333 | 0 | 0 | 0 | 0 | 0 | 0 | 0.003915 | 0
1992 | 263.3437 | 0.00783 | 0 | 0 | 0 | 0 | 0 | -0.003915 | 0.015964
1992 | 263.3542 | 0 | 0 | 0 | 0 | 0 | 0 | 0.027405 | 0.007982
1992 | 263.3646 | 0 | 0 | 0 | 0 | 0 | 0 | 0 | 0
1992 | 263.375 | 0 | 0 | 0 | 0 | 0 | 0 | -0.003915 | 0
1992 | 263.3854 | 0.00783 | 0 | 0 | 0 | 0 | 0 | 0.02349 | 0.007982
1992 | 263.3958 | 0.03915 | 0 | 0 | 0 | 0 | 0 | -0.019575 | 0.007982
1992 | 263.4062 | 0.01566 | 0 | 0 | 0 | 0 | 0 | -0.011745 | -0.003991
1992 | 263.4167 | 0 | 0 | 0 | 0 | 0 | 0 | 0.066555 | 0.007982
1992 | 263.4271 | 0 | 0 | 0 | 0 | 0 | 0 | -0.019575 | -0.003991
1992 | 263.4375 | 0 | 0 | 0 | 0 | 0 | 0 | -0.00783 | 0
1992 | 263.4479 | 0 | 0.015964 | 0 | 0 | 0 | 0 | 0.03132 | -0.003991
1992 | 263.4583 | 0 | 0 | 0 | 0 | 0 | 0 | -0.03132 | 0.011973
1992 | 263.4687 | 0 | 0 | 0 | 0 | 0 | 0 | 0.02349 | 0.019955
1992 | 263.4792 | 0 | 0 | 0 | 0 | 0 | 0 | -0.003915 | 0.011973
1992 | 263.4896 | 0 | 0 | 0 | 0 | 0 | 0 | 0.027405 | -0.015964
1992 | 263.5 | 0 | 0 | 0 | 0 | 0 | 0 | 0.019575 | -0.027937
1992 | 263.5104 | 0.02349 | 0 | 0 | 0 | 0 | 0 | 0.011745 | 0.023946
1992 | 263.5208 | 0.01566 | 0 | 0 | 0 | 0 | 0 | 0.03132 | 0.011973
1992 | 263.5312 | 0 | 0 | 0 | 0 | 0 | 0 | -0.043065 | -0.003991
1992 | 263.5417 | 0 | 0 | 0 | 0 | 0 | 0 | 0.02349 | -0.007982
1992 | 263.5521 | 0 | 0 | 0 | 0 | 0 | 0 | 0 | 0.007982
1992 | 263.5625 | 0 | 0 | 0 | 0 | 0 | 0 | 0.035235 | 0.027937
1992 | 263.5729 | 0.03132 | 0 | 0 | 0 | 0 | 0 | -0.003915 | 0.011973
1992 | 263.5833 | 0.06264 | 0 | 0 | 0 | 0 | 0 | 0.003915 | 0.043901
1992 | 263.5937 | 0 | 0 | 0 | 0 | 0 | 0 | 0.019575 | -0.027937
1992 | 263.6042 | 0 | 0 | 0 | 0 | 0 | 0 | 0.011745 | 0.027937
1992 | 263.6146 | 0 | 0 | 0 | 0 | 0 | 0 | -0.03132 | 0
1992 | 263.625 | 0 | 0 | 0 | 0 | 0 | 0 | -0.00783 | 0.007982
1992 | 263.6354 | 0 | 0 | 0 | 0 | 0 | 0 | -0.00783 | 0.043901
1992 | 263.6458 | 0 | 0 | 0 | 0 | 0 | 0 | 0 | 0.055874
1992 | 263.6562 | 0 | 0 | 0 | 0 | 0 | 0 | 0.05481 | -0.003991
1992 | 263.6667 | 0 | 0 | 0 | 0 | 0 | 0 | -0.074385 | 0.023946
1992 | 263.6771 | 0 | 0 | 0 | 0 | 0 | 0 | 0.03915 | -0.007982
1992 | 263.6875 | 0 | 0 | 0 | 0 | 0 | 0 | 0.043065 | 0.023946
1992 | 263.6979 | 0 | 0 | 0 | 0 | 0 | 0 | 0.03132 | 0
1992 | 263.7083 | 0.05481 | 0 | 0 | 0 | 0 | 0 | -0.02349 | 0.027937
1992 | 263.7187 | 0 | 0 | 0 | 0 | 0 | 0 | 0.035235 | 0.007982
1992 | 263.7292 | 0 | 0 | 0 | 0 | 0 | 0 | 0.066555 | 0.007982
1992 | 263.7396 | 0 | 0 | 0 | 0 | 0 | 0 | -0.03132 | 0.007982
1992 | 263.75 | 0 | 0 | 0 | 0 | 0 | 0 | 0.07047 | 0
1992 | 263.7604 | 0 | 0 | 0 | 0 | 0 | 0 | 0.00783 | 0.011973
1992 | 263.7708 | 0.02349 | 0 | 0 | 0 | 0 | 0 | 0.00783 | 0.007982
1992 | 263.7812 | 0.02349 | 0 | 0 | 0 | 0 | 0 | 0 | 0.007982
1992 | 263.7917 | 0 | 0 | 0 | 0 | 0 | 0 | 0.00783 | -0.003991
1992 | 263.8021 | 0 | 0 | 0 | 0 | 0 | 0 | 0.04698 | 0.007982
1992 | 263.8125 | 0 | 0 | 0 | 0 | 0 | 0 | -0.05481 | 0.011973
1992 | 263.8229 | 0 | 0 | 0 | 0 | 0 | 0 | -0.027405 | 0.007982
1992 | 263.8333 | 0 | 0 | 0 | 0 | 0 | 0 | 0.035235 | -0.007982
1992 | 263.8437 | 0 | 0.015964 | 0 | 0 | 0 | 0 | -0.01566 | 0.007982
1992 | 263.8542 | 0 | 0 | 0 | 0 | 0 | 0 | -0.058725 | 0.019955
1992 | 263.8646 | 0 | 0 | 0 | 0 | 0 | 0 | 0.00783 | -0.015964
1992 | 263.875 | 0 | 0 | 0 | 0 | 0 | 0 | 0.035235 | 0.011973
1992 | 263.8854 | 0 | 0 | 0 | 0 | 0 | 0 | 0.03915 | -0.003991
1992 | 263.8958 | 0 | 0 | 0 | 0 | 0 | 0 | -0.003915 | 0.011973
1992 | 263.9062 | 0 | 0 | 0 | 0 | 0 | 0 | 0.003915 | 0
1992 | 263.9167 | 0 | 0 | 0 | 0 | 0 | 0 | 0.043065 | 0.003991
1992 | 263.9271 | 0 | 0 | 0 | 0 | 0 | 0 | 0.00783 | 0.003991
1992 | 263.9375 | 0 | 0 | 0 | 0 | 0 | 0 | 0.027405 | -0.003991
1992 | 263.9479 | 0 | 0 | 0 | 0 | 0 | 0 | -0.01566 | 0.011973
1992 | 263.9583 | 0.02349 | 0 | 0 | 0 | 0 | 0 | -0.01566 | 0.003991
1992 | 263.9687 | 0.02349 | 0 | 0 | 0 | 0 | 0 | 0.003915 | 0.011973
1992 | 263.9792 | 0 | 0 | 0 | 0 | 0 | 0 | 0.027405 | 0.003991
1992 | 263.9896 | 0 | 0 | 0 | 0 | 0 | 0 | -0.043065 | -0.003991
1992 | 264 | 0.01566 | 0 | 0 | 0 | 0 | 0 | 0.00783 | 5.6843e-14
1992 | 264.0104 | 0 | 0 | 0 | 0 | 0 | 0 | -0.019575 | -5.6843e-14
1992 | 264.0208 | 0 | 0 | 0 | 0 | 0 | 0 | 0.03915 | -0.003991
1992 | 264.0312 | 0 | 0 | 0 | 0 | 0 | 0 | 0.035235 | -0.003991
1992 | 264.0417 | 0 | 0 | 0 | 0 | 0 | 0 | 0.03132 | 0
1992 | 264.0521 | 0 | 0 | 0 | 0 | 0 | 0 | 0.003915 | -0.003991
1992 | 264.0625 | 0.03915 | 0 | 0 | 0 | 0 | 0 | -0.00783 | 0.003991
1992 | 264.0729 | 0 | 0 | 0 | 0 | 0 | 0 | 0.003915 | 0.003991
1992 | 264.0833 | 0 | 0 | 0 | 0 | 0 | 0 | 0.02349 | 0.003991
1992 | 264.0937 | 0 | 0.015964 | 0 | 0 | 0 | 0 | -0.00783 | 0.003991
1992 | 264.1042 | 0 | 0 | 0 | 0 | 0 | 0 | 0.00783 | 0.007982
1992 | 264.1146 | 0.03132 | 0 | 0 | 0 | 0 | 0 | -0.003915 | 0.003991
1992 | 264.125 | 0 | 0 | 0 | 0 | 0 | 0 | 0.03132 | -0.007982
1992 | 264.1354 | 0 | 0 | 0 | 0 | 0 | 0 | 0.00783 | 0.007982
1992 | 264.1458 | 0 | 0 | 0 | 0 | 0 | 0 | 0.00783 | -0.007982
1992 | 264.1562 | 0 | 0 | 0 | 0 | 0 | 0 | -0.01566 | 0.007982
1992 | 264.1667 | 0 | 0 | 0 | 0 | 0 | 0 | 0.003915 | -0.007982
1992 | 264.1771 | 0 | 0 | 0 | 0 | 0 | 0 | 0.019575 | -0.007982
1992 | 264.1875 | 0 | 0 | 0 | 0 | 0 | 0 | 0 | -0.003991
1992 | 264.1979 | 0.03915 | 0 | 0 | 0 | 0 | 0 | 0 | 0.007982
1992 | 264.2083 | 0 | 0 | 0 | 0 | 0 | 0 | 0 | 0
1992 | 264.2187 | 0 | 0 | 0 | 0 | 0 | 0 | 0.00783 | -0.003991
1992 | 264.2292 | 0 | 0 | 0 | 0 | 0 | 0 | -0.00783 | 0
1992 | 264.2396 | 0 | 0 | 0 | 0 | 0 | 0 | 0 | 0
1992 | 264.25 | 0.00783 | 0 | 0 | 0 | 0 | 0 | 0.003915 | -0.007982
1992 | 264.2604 | 0 | 0 | 0 | 0 | 0 | 0 | -0.00783 | 0
1992 | 264.2708 | 0.01566 | 0 | 0 | 0 | 0 | 0 | 0.019575 | 0.003991
1992 | 264.2812 | 0 | 0 | 0 | 0 | 0 | 0 | 0.00783 | 0.003991
1992 | 264.2917 | 0 | 0 | 0 | 0 | 0 | 0 | 0.011745 | -0.011973
1992 | 264.3021 | 0 | 0 | 0 | 0 | 0 | 0 | -0.003915 | 0
1992 | 264.3125 | 0.01566 | 0 | 0 | 0 | 0 | 0 | 0.00783 | 0.007982
1992 | 264.3229 | 0 | 0 | 0 | 0 | 0 | 0 | -0.00783 | 0.003991
1992 | 264.3333 | 0 | 0 | 0 | 0 | 0 | 0 | -0.01566 | 0.007982
1992 | 264.3437 | 0.00783 | 0 | 0 | 0 | 0 | 0 | 0.003915 | 0.007982
1992 | 264.3542 | 0 | 0 | 0 | 0 | 0 | 0 | 0.00783 | 0.007982
1992 | 264.3646 | 0 | 0 | 0 | 0 | 0 | 0 | -0.00783 | 0.011973
1992 | 264.375 | 0.03915 | 0 | 0 | 0 | 0 | 0 | 0.027405 | 0.003991
1992 | 264.3854 | 0 | 0 | 0 | 0 | 0 | 0 | 0.035235 | 0.003991
1992 | 264.3958 | 0 | 0 | 0 | 0 | 0 | 0 | -0.003915 | -0.003991
1992 | 264.4062 | 0 | 0 | 0 | 0 | 0 | 0 | -0.00783 | -0.007982
1992 | 264.4167 | 0 | 0 | 0 | 0 | 0 | 0 | 0.035235 | -0.011973
1992 | 264.4271 | 0 | 0 | 0 | 0 | 0 | 0 | 0.074385 | -0.003991
1992 | 264.4375 | 0 | 0.007982 | 0 | 0 | 0 | 0 | 0.027405 | 0.003991
1992 | 264.4479 | 0 | 0.015964 | 0 | 0 | 0 | 0 | 0.03915 | -0.003991
1992 | 264.4583 | 0 | 0.007982 | 0 | 0 | 0 | 0 | 0.03915 | 0.003991
1992 | 264.4687 | 0 | 0 | 0 | 0 | 0 | 0 | 0.00783 | 0.003991
1992 | 264.4792 | 0 | 0 | 0 | 0 | 0 | 0 | 0.04698 | -0.003991
1992 | 264.4896 | 0 | 0 | 0 | 0 | 0 | 0 | 0.05481 | 0.007982
1992 | 264.5 | 0 | 0 | 0 | 0 | 0 | 0 | 0.01566 | 0.007982
1992 | 264.5104 | 0 | 0 | 0 | 0 | 0 | 0 | 0.027405 | 0.011973
1992 | 264.5208 | 0 | 0 | 0 | 0 | 0 | 0 | -0.00783 | 0.011973
1992 | 264.5312 | 0 | 0 | 0 | 0 | 0 | 0 | 0.035235 | 0.027937
1992 | 264.5417 | 0 | 0 | 0 | 0 | 0 | 0 | -0.00783 | 0.011973
1992 | 264.5521 | 0 | 0 | 0 | 0 | 0 | 0 | 0.043065 | 0.043901
1992 | 264.5625 | 0 | 0 | 0 | 0 | 0 | 0 | 0.00783 | 0.015964
1992 | 264.5729 | 0 | 0 | 0 | 0 | 0 | 0 | 0.003915 | 0.035919
1992 | 264.5833 | 0 | 0 | 0 | 0 | 0 | 0 | 0.0783 | 0.011973
1992 | 264.5937 | 0 | 0 | 0 | 0 | 0 | 0 | 0.050895 | 0.027937
1992 | 264.6042 | 0 | 0 | 0 | 0 | 0 | 0 | -0.02349 | 0.03991
1992 | 264.6146 | 0 | 0 | 0 | 0 | 0 | 0 | 0.02349 | 0.027937
1992 | 264.625 | 0 | 0 | 0 | 0 | 0 | 0 | 0.043065 | 0.027937
1992 | 264.6354 | 0 | 0 | 0 | 0 | 0 | 0 | 0.03915 | 0.031928
1992 | 264.6458 | 0 | 0 | 0 | 0 | 0 | 0 | 0.050895 | 0.003991
1992 | 264.6562 | 0.06264 | 0 | 0 | 0 | 0 | 0 | -0.00783 | 0.011973
1992 | 264.6667 | 0 | 0 | 0 | 0 | 0 | 0 | 0.06264 | 0.03991
1992 | 264.6771 | 0 | 0 | 0 | 0 | 0 | 0 | -0.035235 | 0.015964
1992 | 264.6875 | 0 | 0 | 0 | 0 | 0 | 0 | 0.043065 | 0.043901
1992 | 264.6979 | 0 | 0 | 0 | 0 | 0 | 0 | -0.011745 | 0.011973
1992 | 264.7083 | 0 | 0 | 0 | 0 | 0 | 0 | 0.058725 | 0
1992 | 264.7187 | 0 | 0 | 0 | 0 | 0 | 0 | 0.050895 | 0.023946
1992 | 264.7292 | 0 | 0 | 0 | 0 | 0 | 0 | 0.01566 | 0.035919
1992 | 264.7396 | 0 | 0 | 0 | 0 | 0 | 0 | 0.003915 | 0.023946
1992 | 264.75 | 0.00783 | 0 | 0 | 0 | 0 | 0 | 0.00783 | 0.015964
1992 | 264.7604 | 0 | 0 | 0 | 0 | 0 | 0 | 0.01566 | 0.023946
1992 | 264.7708 | 0 | 0 | 0 | 0 | 0 | 0 | 0.02349 | 0.019955
1992 | 264.7812 | 0 | 0 | 0 | 0 | 0 | 0 | 0.03132 | 0.011973
1992 | 264.7917 | 0 | 0 | 0 | 0 | 0 | 0 | 0.00783 | 0.011973
1992 | 264.8021 | 0 | 0 | 0 | 0 | 0 | 0 | 0.003915 | 0.023946
1992 | 264.8125 | 0 | 0 | 0 | 0 | 0 | 0 | -0.00783 | 0.011973
1992 | 264.8229 | 0 | 0 | 0 | 0 | 0 | 0 | 0.01566 | 0.003991
1992 | 264.8333 | 0 | 0 | 0 | 0 | 0 | 0 | -0.00783 | 0.011973
1992 | 264.8437 | 0 | 0 | 0 | 0 | 0 | 0 | 0.003915 | 0.003991
1992 | 264.8542 | 0 | 0 | 0 | 0 | 0 | 0 | -0.003915 | 0.003991
1992 | 264.8646 | 0 | 0 | 0 | 0 | 0 | 0 | 0 | 0.007982
1992 | 264.875 | 0 | 0 | 0 | 0 | 0 | 0 | 0.00783 | 0.007982
1992 | 264.8854 | 0 | 0 | 0 | 0 | 0 | 0 | -0.00783 | 0
1992 | 264.8958 | 0 | 0 | 0 | 0 | 0 | 0 | 0.00783 | 0.003991
1992 | 264.9062 | 0 | 0 | 0 | 0 | 0 | 0 | -0.003915 | -0.003991
1992 | 264.9167 | 0.01566 | 0 | 0 | 0 | 0 | 0 | 0.003915 | 0.015964
1992 | 264.9271 | 0 | 0 | 0 | 0 | 0 | 0 | 0.00783 | 0
1992 | 264.9375 | 0.02349 | 0 | 0 | 0 | 0 | 0 | 0.003915 | -0.003991
1992 | 264.9479 | 0.07047 | 0 | 0 | 0 | 0 | 0 | 0.027405 | 0.003991
1992 | 264.9583 | 0 | 0 | 0 | 0 | 0 | 0 | 0.011745 | 0.007982
1992 | 264.9687 | 0.02349 | 0 | 0 | 0 | 0 | 0 | 0 | 0.011973
1992 | 264.9792 | 0.01566 | 0 | 0 | 0 | 0 | 0 | 0.027405 | 0.007982
1992 | 264.9896 | 0 | 0 | 0 | 0 | 0 | 0 | 0.02349 | -0.003991
1992 | 265 | 0 | 0 | 0 | 0 | 0 | 0 | -0.01566 | 0.007982
1992 | 265.0104 | 0 | 0 | 0 | 0 | 0 | 0 | 0.01566 | 0
1992 | 265.0208 | 0 | 0 | 0 | 0 | 0 | 0 | -0.00783 | 0.007982
1992 | 265.0312 | 0 | 0 | 0 | 0 | 0 | 0 | 0.01566 | 0.007982
1992 | 265.0417 | 0 | 0 | 0 | 0 | 0 | 0 | -0.00783 | 0
1992 | 265.0521 | 0 | 0 | 0 | 0 | 0 | 0 | -0.00783 | 0
1992 | 265.0625 | 0.03132 | 0 | 0 | 0 | 0 | 0 | 0.003915 | 0.007982
1992 | 265.0729 | 0 | 0 | 0 | 0 | 0 | 0 | 0.003915 | 0
1992 | 265.0833 | 0 | 0 | 0 | 0 | 0 | 0 | -0.05481 | 0.003991
1992 | 265.0937 | 0 | 0 | 0 | 0 | 0 | 0 | -0.027405 | 0.003991
1992 | 265.1042 | 0 | 0 | 0 | 0 | 0 | 0 | 0 | 0.011973
1992 | 265.1146 | 0 | 0 | 0 | 0 | 0 | 0 | 0.02349 | 0
1992 | 265.125 | 0 | 0 | 0 | 0 | 0 | 0 | 0.035235 | 0.003991
1992 | 265.1354 | 0.02349 | 0 | 0 | 0 | 0 | 0 | -0.050895 | 0
1992 | 265.1458 | 0.01566 | 0 | 0 | 0 | 0 | 0 | -0.011745 | -0.003991
1992 | 265.1562 | 0 | 0 | 0 | 0 | 0 | 0 | 0.043065 | 0.011973
1992 | 265.1667 | 0 | 0 | 0 | 0 | 0 | 0 | 0.03915 | 0.015964
1992 | 265.1771 | 0 | 0 | 0 | 0 | 0 | 0 | -0.03915 | 0
1992 | 265.1875 | 0 | 0 | 0 | 0 | 0 | 0 | -0.019575 | -0.007982
1992 | 265.1979 | 0 | 0 | 0 | 0 | 0 | 0 | 0.035235 | 0.007982
1992 | 265.2083 | 0 | 0 | 0 | 0 | 0 | 0 | 0.019575 | 0.011973
1992 | 265.2187 | 0 | 0 | 0 | 0 | 0 | 0 | -0.027405 | 0
1992 | 265.2292 | 0 | 0 | 0 | 0 | 0 | 0 | -0.011745 | -0.003991
1992 | 265.2396 | 0 | 0 | 0 | 0 | 0 | 0 | 0.01566 | 0
1992 | 265.25 | 0 | 0 | 0 | 0 | 0 | 0 | 0.02349 | 0.007982
1992 | 265.2604 | 0 | 0 | 0 | 0 | 0 | 0 | -0.00783 | 0.003991
1992 | 265.2708 | 0 | 0 | 0 | 0 | 0 | 0 | -0.003915 | 0.007982
1992 | 265.2812 | 0 | 0 | 0 | 0 | 0 | 0 | -0.011745 | 0
1992 | 265.2917 | 0 | 0 | 0 | 0 | 0 | 0 | -0.00783 | 0.003991
1992 | 265.3021 | 0 | 0 | 0 | 0 | 0 | 0 | 0.003915 | 0.007982
1992 | 265.3125 | 0 | 0 | 0 | 0 | 0 | 0 | 0.01566 | 0
1992 | 265.3229 | 0 | 0 | 0 | 0 | 0 | 0 | -0.003915 | 0
1992 | 265.3333 | 0 | 0 | 0 | 0 | 0 | 0 | 0.011745 | 0.007982
1992 | 265.3437 | 0 | 0.007982 | 0 | 0 | 0 | 0 | -0.003915 | -0.007982
1992 | 265.3542 | 0 | 0 | 0 | 0 | 0 | 0 | 0.003915 | 0
1992 | 265.3646 | 0 | 0.007982 | 0 | 0 | 0 | 0 | -0.01566 | 0.003991
1992 | 265.375 | 0 | 0 | 0 | 0 | 0 | 0 | 0.02349 | -0.003991
1992 | 265.3854 | 0 | 0 | 0 | 0 | 0 | 0 | 0.019575 | -5.6843e-14
1992 | 265.3958 | 0 | 0.007982 | 0 | 0 | 0 | 0 | 0.027405 | 0.007982
1992 | 265.4062 | 0 | 0.015964 | 0 | 0 | 0 | 0 | 0.011745 | 0.007982
1992 | 265.4167 | 0 | 0.015964 | 0 | 0 | 0 | 0 | 0.02349 | -5.6843e-14
1992 | 265.4271 | 0 | 0.007982 | 0 | 0 | 0 | 0 | 0.02349 | -0.003991
1992 | 265.4375 | 0 | 0 | 0 | 0 | 0 | 0 | 0.04698 | -0.007982
1992 | 265.4479 | 0 | 0 | 0 | 0 | 0 | 0 | -0.019575 | 0.007982
1992 | 265.4583 | 0 | 0 | 0 | 0 | 0 | 0 | 0.011745 | -0.011973
1992 | 265.4687 | 0 | 0 | 0 | 0 | 0 | 0 | -0.027405 | 0
1992 | 265.4792 | 0 | 0 | 0 | 0 | 0 | 0 | 0.019575 | 0.007982
1992 | 265.4896 | 0 | 0 | 0 | 0 | 0 | 0 | 0 | 0.03991
1992 | 265.5 | 0 | 0 | 0 | 0 | 0 | 0 | 0.04698 | -0.003991
1992 | 265.5104 | 0 | 0 | 0 | 0 | 0 | 0 | 0.05481 | 0.027937
1992 | 265.5208 | 0 | 0 | 0 | 0 | 0 | 0 | 0.011745 | 0.027937
1992 | 265.5312 | 0 | 0 | 0 | 0 | 0 | 0 | 0.050895 | -0.003991
1992 | 265.5417 | 0 | 0 | 0 | 0 | 0 | 0 | -0.00783 | 0.019955
1992 | 265.5521 | 0 | 0 | 0 | 0 | 0 | 0 | 0.01566 | 0.027937
1992 | 265.5625 | 0 | 0 | 0 | 0 | 0 | 0 | 0.019575 | 0.051883
1992 | 265.5729 | 0 | 0 | 0 | 0 | 0 | 0 | 0.043065 | 0
1992 | 265.5833 | 0 | 0 | 0 | 0 | 0 | 0 | -0.027405 | 0.007982
1992 | 265.5937 | 0 | 0 | 0 | 0 | 0 | 0 | -0.01566 | 0.075829
1992 | 265.6042 | 0 | 0 | 0 | 0 | 0 | 0 | 0.027405 | 0.035919
1992 | 265.6146 | 0 | 0 | 0 | 0 | 0 | 0 | 0.003915 | 0.031928
1992 | 265.625 | 0 | 0 | 0 | 0 | 0 | 0 | 0.02349 | 0.043901
1992 | 265.6354 | 0 | 0 | 0 | 0 | 0 | 0 | -0.05481 | 0.047892
1992 | 265.6458 | 0 | 0 | 0 | 0 | 0 | 0 | 0.019575 | 0.011973
1992 | 265.6562 | 0 | 0 | 0 | 0 | 0 | 0 | 0.04698 | 0.027937
1992 | 265.6667 | 0 | 0 | 0 | 0 | 0 | 0 | -0.03915 | 0.035919
1992 | 265.6771 | 0 | 0 | 0 | 0 | 0 | 0 | 0.011745 | -0.019955
1992 | 265.6875 | 0 | 0 | 0 | 0 | 0 | 0 | 0.035235 | 0.059865
1992 | 265.6979 | 0 | 0 | 0 | 0 | 0 | 0 | -0.003915 | -0.015964
1992 | 265.7083 | 0 | 0 | 0 | 0 | 0 | 0 | 0.003915 | -0.027937
1992 | 265.7187 | 0 | 0 | 0 | 0 | 0 | 0 | 0.02349 | 0.035919
1992 | 265.7292 | 0 | 0 | 0 | 0 | 0 | 0 | 0.066555 | 0.063856
1992 | 265.7396 | 0 | 0 | 0 | 0 | 0 | 0 | 0.027405 | 0.023946
1992 | 265.75 | 0 | 0 | 0 | 0 | 0 | 0 | 0.02349 | -5.6843e-14
1992 | 265.7604 | 0 | 0 | 0 | 0 | 0 | 0 | 0 | 0.031928
1992 | 265.7708 | 0 | 0 | 0 | 0 | 0 | 0 | 0.011745 | 0.003991
1992 | 265.7812 | 0 | 0 | 0 | 0 | 0 | 0 | 0.003915 | 0.059865
1992 | 265.7917 | 0 | 0 | 0 | 0 | 0 | 0 | 0.05481 | -0.019955
1992 | 265.8021 | 0 | 0 | 0 | 0 | 0 | 0 | -0.011745 | 0.031928
1992 | 265.8125 | 0 | 0 | 0 | 0 | 0 | 0 | 0.027405 | 0
1992 | 265.8229 | 0 | 0 | 0 | 0 | 0 | 0 | 0.019575 | 0.011973
1992 | 265.8333 | 0 | 0 | 0 | 0 | 0 | 0 | 0.00783 | 0
1992 | 265.8437 | 0 | 0 | 0 | 0 | 0 | 0 | 0.011745 | 0.003991
1992 | 265.8542 | 0 | 0 | 0 | 0 | 0 | 0 | -0.003915 | 0.015964
1992 | 265.8646 | 0 | 0 | 0 | 0 | 0 | 0 | -0.011745 | 0.003991
1992 | 265.875 | 0 | 0 | 0 | 0 | 0 | 0 | 0 | 0
1992 | 265.8854 | 0.00783 | 0 | 0 | 0 | 0 | 0 | -0.003915 | 0.003991
1992 | 265.8958 | 0 | 0 | 0 | 0 | 0 | 0 | 0 | 0.007982
1992 | 265.9062 | 0.02349 | 0 | 0 | 0 | 0 | 0 | 1.1369e-13 | 0
1992 | 265.9167 | 0 | 0 | 0 | 0 | 0 | 0 | 0.011745 | 0
1992 | 265.9271 | 0 | 0 | 0 | 0 | 0 | 0 | -0.003915 | 0.003991
1992 | 265.9375 | 0 | 0 | 0 | 0 | 0 | 0 | -0.003915 | 0.003991
1992 | 265.9479 | 0 | 0 | 0 | 0 | 0 | 0 | -0.003915 | 0.003991
1992 | 265.9583 | 0 | 0 | 0 | 0 | 0 | 0 | 0.003915 | 0.007982
1992 | 265.9687 | 0 | 0 | 0 | 0 | 0 | 0 | 0 | 0.011973
1992 | 265.9792 | 0 | 0 | 0 | 0 | 0 | 0 | -0.003915 | -0.007982
1992 | 265.9896 | 0.01566 | 0 | 0 | 0 | 0 | 0 | 0.003915 | 0.011973
1992 | 266 | 0 | 0 | 0 | 0 | 0 | 0 | 0.003915 | 0.003991
1992 | 266.0104 | 0 | 0 | 0 | 0 | 0 | 0 | 0.003915 | 0.003991
1992 | 266.0208 | 0 | 0 | 0 | 0 | 0 | 0 | 0 | 0
1992 | 266.0312 | 0 | 0 | 0 | 0 | 0 | 0 | 0.003915 | 0.003991
1992 | 266.0417 | 0.01566 | 0 | 0 | 0 | 0 | 0 | 0 | 0
1992 | 266.0521 | 0 | 0 | 0 | 0 | 0 | 0 | 0.003915 | 0.007982
1992 | 266.0625 | 0.01566 | 0 | 0 | 0 | 0 | 0 | 0.00783 | 0
1992 | 266.0729 | 0 | 0 | 0 | 0 | 0 | 0 | -0.003915 | 0
1992 | 266.0833 | 0 | 0 | 0 | 0 | 0 | 0 | 0 | 0
1992 | 266.0937 | 0 | 0 | 0 | 0 | 0 | 0 | 0 | 0.007982
1992 | 266.1042 | 0 | 0 | 0 | 0 | 0 | 0 | 0.00783 | 0.003991
1992 | 266.1146 | 0 | 0 | 0 | 0 | 0 | 0 | -0.00783 | 0.003991
1992 | 266.125 | 0.00783 | 0 | 0 | 0 | 0 | 0 | 0 | 0.003991
1992 | 266.1354 | 0 | 0 | 0 | 0 | 0 | 0 | 0.003915 | 0
1992 | 266.1458 | 0 | 0 | 0 | 0 | 0 | 0 | -0.003915 | 0.003991
1992 | 266.1562 | 0.00783 | 0 | 0 | 0 | 0 | 0 | 0 | 0
1992 | 266.1667 | 0 | 0 | 0 | 0 | 0 | 0 | 1.1369e-13 | 0
1992 | 266.1771 | 0.00783 | 0 | 0 | 0 | 0 | 0 | -0.003915 | 0.003991
1992 | 266.1875 | 0 | 0 | 0 | 0 | 0 | 0 | 0.003915 | -0.003991
1992 | 266.1979 | 0 | 0 | 0 | 0 | 0 | 0 | 0 | 0.003991
1992 | 266.2083 | 0 | 0 | 0 | 0 | 0 | 0 | 0 | 0
1992 | 266.2187 | 0.00783 | 0 | 0 | 0 | 0 | 0 | -1.1369e-13 | 0.003991
1992 | 266.2292 | 0.00783 | 0 | 0 | 0 | 0 | 0 | 1.1369e-13 | 0
1992 | 266.2396 | 0 | 0 | 0 | 0 | 0 | 0 | -0.003915 | 0
1992 | 266.25 | 0.00783 | 0 | 0 | 0 | 0 | 0 | 0.00783 | 0
1992 | 266.2604 | 0 | 0 | 0 | 0 | 0 | 0 | -0.003915 | 0.007982
1992 | 266.2708 | 0.02349 | 0 | 0 | 0 | 0 | 0 | 0 | 0
1992 | 266.2812 | 0 | 0 | 0 | 0 | 0 | 0 | 0.003915 | -0.003991
1992 | 266.2917 | 0 | 0 | 0 | 0 | 0 | 0 | -0.003915 | 0
1992 | 266.3021 | 0.00783 | 0 | 0 | 0 | 0 | 0 | -0.003915 | 0.011973
1992 | 266.3125 | 0 | 0 | 0 | 0 | 0 | 0 | -0.003915 | 0
1992 | 266.3229 | 0 | 0 | 0 | 0 | 0 | 0 | 0.00783 | -0.003991
1992 | 266.3333 | 0.03915 | 0 | 0 | 0 | 0 | 0 | 0 | 0
1992 | 266.3437 | 0 | 0 | 0 | 0 | 0 | 0 | 0 | 0.003991
1992 | 266.3542 | 0 | 0 | 0 | 0 | 0 | 0 | -0.00783 | -0.003991
1992 | 266.3646 | 0 | 0 | 0 | 0 | 0 | 0 | 0.00783 | 0.007982
1992 | 266.375 | 0 | 0 | 0 | 0 | 0 | 0 | 0.01566 | -0.007982
1992 | 266.3854 | 0 | 0 | 0 | 0 | 0 | 0 | 0.019575 | 0
1992 | 266.3958 | 0 | 0 | 0 | 0 | 0 | 0 | 0.011745 | -0.007982
1992 | 266.4062 | 0 | 0 | 0 | 0 | 0 | 0 | 0.00783 | 0.011973
1992 | 266.4167 | 0 | 0.023946 | 0 | 0 | 0 | 0 | 0.003915 | 0.015964
1992 | 266.4271 | 0 | 0 | 0 | 0 | 0 | 0 | 0.01566 | -0.019955
1992 | 266.4375 | 0 | 0 | 0 | 0 | 0 | 0 | 0.02349 | 0.003991
1992 | 266.4479 | 0 | 0.015964 | 0 | 0 | 0 | 0 | 0.01566 | 5.6843e-14
1992 | 266.4583 | 0 | 0 | 0 | 0 | 0 | 0 | 0.027405 | 0.003991
1992 | 266.4687 | 0 | 0 | 0 | 0 | 0 | 0 | -0.011745 | 0
1992 | 266.4792 | 0 | 0 | 0 | 0 | 0 | 0 | 0.043065 | -0.007982
1992 | 266.4896 | 0 | 0.007982 | 0 | 0 | 0 | 0 | 0.00783 | 0.003991
1992 | 266.5 | 0 | 0 | 0 | 0 | 0 | 0 | 0.050895 | 0.015964
1992 | 266.5104 | 0 | 0 | 0 | 0 | 0 | 0 | 0.011745 | 0.011973
1992 | 266.5208 | 0 | 0 | 0 | 0 | 0 | 0 | 0.01566 | 0.003991
1992 | 266.5312 | 0 | 0 | 0 | 0 | 0 | 0 | 0.05481 | 0.015964
1992 | 266.5417 | 0 | 0 | 0 | 0 | 0 | 0 | 0.00783 | 0.019955
1992 | 266.5521 | 0 | 0 | 0 | 0 | 0 | 0 | 0.01566 | 0.011973
1992 | 266.5625 | 0 | 0 | 0 | 0 | 0 | 0 | 0.027405 | 0.035919
1992 | 266.5729 | 0 | 0 | 0 | 0 | 0 | 0 | 0.03132 | 0.015964
1992 | 266.5833 | 0 | 0 | 0 | 0 | 0 | 0 | 0.019575 | 0.023946
1992 | 266.5937 | 0 | 0 | 0 | 0 | 0 | 0 | 0.035235 | 0.031928
1992 | 266.6042 | 0 | 0 | 0 | 0 | 0 | 0 | 0.011745 | 0.015964
1992 | 266.6146 | 0 | 0 | 0 | 0 | 0 | 0 | 0.01566 | 0.03991
1992 | 266.625 | 0 | 0 | 0 | 0 | 0 | 0 | 0.01566 | -0.011973
1992 | 266.6354 | 0 | 0 | 0 | 0 | 0 | 0 | 0.019575 | 0.047892
1992 | 266.6458 | 0 | 0 | 0 | 0 | 0 | 0 | 0.011745 | 0.003991
1992 | 266.6562 | 0 | 0 | 0 | 0 | 0 | 0 | 1.1369e-13 | 0.011973
1992 | 266.6667 | 0 | 0 | 0 | 0 | 0 | 0 | 0.019575 | 0.023946
1992 | 266.6771 | 0 | 0 | 0 | 0 | 0 | 0 | -0.011745 | 0.023946
1992 | 266.6875 | 0 | 0 | 0 | 0 | 0 | 0 | 0.035235 | 0.027937
1992 | 266.6979 | 0 | 0 | 0 | 0 | 0 | 0 | 0.01566 | 0.011973
1992 | 266.7083 | 0 | 0 | 0 | 0 | 0 | 0 | -0.01566 | 0.011973
1992 | 266.7187 | 0 | 0 | 0 | 0 | 0 | 0 | 0.01566 | 0.035919
1992 | 266.7292 | 0 | 0 | 0 | 0 | 0 | 0 | 0.019575 | 0
1992 | 266.7396 | 0 | 0 | 0 | 0 | 0 | 0 | 0 | 0.031928
1992 | 266.75 | 0 | 0 | 0 | 0 | 0 | 0 | -0.003915 | 0.007982
1992 | 266.7604 | 0 | 0 | 0 | 0 | 0 | 0 | 0.019575 | 0.003991
1992 | 266.7708 | 0 | 0 | 0 | 0 | 0 | 0 | -0.003915 | 0.019955
1992 | 266.7812 | 0 | 0 | 0 | 0 | 0 | 0 | 0 | 0.007982
1992 | 266.7917 | 0 | 0 | 0 | 0 | 0 | 0 | 0.003915 | 0.007982
1992 | 266.8021 | 0 | 0 | 0 | 0 | 0 | 0 | -0.00783 | 0.011973
1992 | 266.8125 | 0 | 0 | 0 | 0 | 0 | 0 | 0.003915 | 0.007982
1992 | 266.8229 | 0 | 0 | 0 | 0 | 0 | 0 | -0.003915 | 0.011973
1992 | 266.8333 | 0 | 0 | 0 | 0 | 0 | 0 | 0.00783 | 0.003991
1992 | 266.8437 | 0 | 0 | 0 | 0 | 0 | 0 | -0.00783 | 0.011973
1992 | 266.8542 | 0 | 0 | 0 | 0 | 0 | 0 | 0.011745 | 0
1992 | 266.8646 | 0 | 0 | 0 | 0 | 0 | 0 | -0.003915 | 0.003991
1992 | 266.875 | 0 | 0 | 0 | 0 | 0 | 0 | 0 | 0.003991
1992 | 266.8854 | 0 | 0 | 0 | 0 | 0 | 0 | -0.003915 | 0.007982
1992 | 266.8958 | 0 | 0 | 0 | 0 | 0 | 0 | 0.00783 | 0
1992 | 266.9062 | 0 | 0 | 0 | 0 | 0 | 0 | -0.00783 | 0
1992 | 266.9167 | 0 | 0 | 0 | 0 | 0 | 0 | -0.003915 | 0.007982
1992 | 266.9271 | 0.00783 | 0 | 0 | 0 | 0 | 0 | 0 | 0.003991
1992 | 266.9375 | 0 | 0 | 0 | 0 | 0 | 0 | 0.00783 | 0
1992 | 266.9479 | 0 | 0 | 0 | 0 | 0 | 0 | -0.00783 | 0
1992 | 266.9583 | 0.01566 | 0 | 0 | 0 | 0 | 0 | 0.00783 | 0.011973
1992 | 266.9687 | 0.00783 | 0 | 0 | 0 | 0 | 0 | -0.003915 | 0.007982
1992 | 266.9792 | 0 | 0 | 0 | 0 | 0 | 0 | 0.00783 | -0.003991
1992 | 266.9896 | 0 | 0 | 0 | 0 | 0 | 0 | -0.003915 | 0.003991
1992 | 267 | 0 | 0 | 0 | 0 | 0 | 0 | 0 | 0
1992 | 267.0104 | 0 | 0 | 0 | 0 | 0 | 0 | 0 | 0.003991
1992 | 267.0208 | 0.01566 | 0 | 0 | 0 | 0 | 0 | 0 | 0.007982
1992 | 267.0312 | 0.03132 | 0 | 0 | 0 | 0 | 0 | -0.003915 | 0.023946
1992 | 267.0417 | 0 | 0 | 0 | 0 | 0 | 0 | -0.00783 | 0.007982
1992 | 267.0521 | 0 | 0 | 0 | 0 | 0 | 0 | 0.003915 | -0.003991
1992 | 267.0625 | 0 | 0 | 0 | 0 | 0 | 0 | 0.003915 | 0
1992 | 267.0729 | 0 | 0.007982 | 0 | 0 | 0 | 0 | 0.003915 | 0
1992 | 267.0833 | 0 | 0 | 0 | 0 | 0 | 0 | -0.00783 | 0.007982
1992 | 267.0937 | 0.00783 | 0 | 0 | 0 | 0 | 0 | -0.003915 | 0.007982
1992 | 267.1042 | 0 | 0 | 0 | 0 | 0 | 0 | 0.003915 | 0
1992 | 267.1146 | 0 | 0 | 0 | 0 | 0 | 0 | 0 | 0
1992 | 267.125 | 0 | 0 | 0 | 0 | 0 | 0 | 0 | 0.007982
1992 | 267.1354 | 0.00783 | 0 | 0 | 0 | 0 | 0 | -0.00783 | 0.003991
1992 | 267.1458 | 0 | 0 | 0 | 0 | 0 | 0 | -0.003915 | 0.003991
1992 | 267.1562 | 0 | 0 | 0 | 0 | 0 | 0 | -0.003915 | 0
1992 | 267.1667 | 0 | 0 | 0 | 0 | 0 | 0 | -0.003915 | 0.003991
1992 | 267.1771 | 0 | 0 | 0 | 0 | 0 | 0 | -0.003915 | 0.003991
1992 | 267.1875 | 0.01566 | 0 | 0 | 0 | 0 | 0 | -0.003915 | 0.003991
1992 | 267.1979 | 0 | 0 | 0 | 0 | 0 | 0 | 0.00783 | 0.003991
1992 | 267.2083 | 0 | 0 | 0 | 0 | 0 | 0 | -0.011745 | 0.003991
1992 | 267.2187 | 0 | 0 | 0 | 0 | 0 | 0 | 0.003915 | 0.003991
1992 | 267.2292 | 0 | 0 | 0 | 0 | 0 | 0 | -0.003915 | 0.003991
1992 | 267.2396 | 0 | 0 | 0 | 0 | 0 | 0 | -0.003915 | 0.003991
1992 | 267.25 | 0.00783 | 0 | 0 | 0 | 0 | 0 | -0.003915 | 0.003991
1992 | 267.2604 | 0.01566 | 0 | 0 | 0 | 0 | 0 | 0 | 0.003991
1992 | 267.2708 | 0 | 0 | 0 | 0 | 0 | 0 | 0.011745 | 0
1992 | 267.2812 | 0.00783 | 0 | 0 | 0 | 0 | 0 | -0.003915 | 0.007982
1992 | 267.2917 | 0.00783 | 0 | 0 | 0 | 0 | 0 | 0 | 0.003991
1992 | 267.3021 | 0.01566 | 0 | 0 | 0 | 0 | 0 | 1.1369e-13 | 0.003991
1992 | 267.3125 | 0 | 0 | 0 | 0 | 0 | 0 | -2.5917 | -0.003991
1992 | 267.3229 | 0 | 0 | 0 | 0 | 0 | 0 | 3.5783 | 0.011973
1992 | 267.3333 | 0 | 0 | 0 | 0 | 0 | 0 | 1.9653 | -0.003991
1992 | 267.3437 | 0 | 0 | 0 | 0 | 0 | 0 | 0.13311 | 0.007982
1992 | 267.3542 | 0.00783 | 0 | 0 | 0 | 0 | 0 | -6.0957 | -0.003991
1992 | 267.3646 | 0 | 0 | 0 | 0 | 0 | 0 | -5.9077 | 0
1992 | 267.375 | 0 | 0.007982 | 0 | 0 | 0 | 0 | 8.0884 | 0
1992 | 267.3854 | 0 | 0.007982 | 0 | 0 | 0 | 0 | -7.368 | -5.6843e-14
1992 | 267.3958 | 0 | 0 | 0 | 0 | 0 | 0 | 10.3278 | -0.007982
1992 | 267.4062 | 0 | 0.007982 | 0 | 0 | 0 | 0 | -0.082215 | 0.007982
1992 | 267.4167 | 0 | 0.023946 | 0 | 0 | 0 | 0 | 0.2349 | -0.003991
1992 | 267.4271 | 0 | 0 | 0 | 0 | 0 | 0 | 0.20358 | 0
1992 | 267.4375 | 0 | 0 | 0 | 0 | 0 | 0 | -0.027405 | 0
1992 | 267.4479 | 0 | 0.007982 | 0 | 0 | 0 | 0 | -2.5996 | 0.003991
1992 | 267.4583 | 0 | 0.015964 | 0 | 0 | 0 | 0 | 2.8384 | -0.007982
1992 | 267.4687 | 0 | 0 | 0 | 0 | 0 | 0 | 0.019575 | -0.007982
1992 | 267.4792 | 0 | 0 | 0 | 0 | 0 | 0 | -0.18792 | 0.007982
1992 | 267.4896 | 0.04698 | 0 | 0 | 0 | 0 | 0 | 0.035235 | 0
1992 | 267.5 | 0 | 0 | 0 | 0 | 0 | 0 | -0.38367 | 0
1992 | 267.5104 | 0 | 0 | 0 | 0 | 0 | 0 | 0.35235 | 0.015964
1992 | 267.5208 | 0 | 0 | 0 | 0 | 0 | 0 | -8.2841 | 0.007982
1992 | 267.5312 | 0 | 0 | 0 | 0 | 0 | 0 | 6.0761 | 0.027937
1992 | 267.5417 | 0 | 0 | 0 | 0 | 0 | 0 | 1.6717 | -0.003991
1992 | 267.5521 | 0 | 0 | 0 | 0 | 0 | 0 | 0.3132 | 0.019955
1992 | 267.5625 | 0 | 0 | 0 | 0 | 0 | 0 | 0.13702 | 0.019955
1992 | 267.5729 | 0 | 0 | 0 | 0 | 0 | 0 | -2.5487 | 0.03991
1992 | 267.5833 | 0 | 0 | 0 | 0 | 0 | 0 | 2.9676 | 0.007982
1992 | 267.5937 | 0 | 0 | 0 | 0 | 0 | 0 | -1.0179 | 0.031928
1992 | 267.6042 | 0 | 0 | 0 | 0 | 0 | 0 | 1.1236 | 0.015964
1992 | 267.6146 | 0 | 0 | 0 | 0 | 0 | 0 | -0.011745 | 0.019955
1992 | 267.625 | 0 | 0 | 0 | 0 | 0 | 0 | -0.5481 | 0.031928
1992 | 267.6354 | 0 | 0 | 0 | 0 | 0 | 0 | 0.43065 | 0.011973
1992 | 267.6458 | 0 | 0 | 0 | 0 | 0 | 0 | -0.019575 | 0.019955
1992 | 267.6562 | 0.05481 | 0 | 0 | 0 | 0 | 0 | 0.03132 | 0.023946
1992 | 267.6667 | 0 | 0 | 0 | 0 | 0 | 0 | 0.01566 | 0.023946
1992 | 267.6771 | 0 | 0 | 0 | 0 | 0 | 0 | 0.027405 | 0.023946
1992 | 267.6875 | 0 | 0 | 0 | 0 | 0 | 0 | 0 | 0.019955
1992 | 267.6979 | 0 | 0 | 0 | 0 | 0 | 0 | -0.011745 | 0.015964
1992 | 267.7083 | 0 | 0 | 0 | 0 | 0 | 0 | 0.01566 | 0.023946
1992 | 267.7187 | 0 | 0 | 0 | 0 | 0 | 0 | -0.027405 | 0.023946
1992 | 267.7292 | 0 | 0 | 0 | 0 | 0 | 0 | 0.03915 | 0.011973
1992 | 267.7396 | 0 | 0 | 0 | 0 | 0 | 0 | 0.003915 | 0.015964
1992 | 267.75 | 0 | 0 | 0 | 0 | 0 | 0 | 0.00783 | 0.023946
1992 | 267.7604 | 0 | 0 | 0 | 0 | 0 | 0 | 0.003915 | 0.015964
1992 | 267.7708 | 0 | 0 | 0 | 0 | 0 | 0 | 0.02349 | 0.007982
1992 | 267.7812 | 0 | 0 | 0 | 0 | 0 | 0 | 0.019575 | 0.015964
1992 | 267.7917 | 0 | 0 | 0 | 0 | 0 | 0 | -0.00783 | 0
1992 | 267.8021 | 0 | 0 | 0 | 0 | 0 | 0 | 0.011745 | 0.015964
1992 | 267.8125 | 0 | 0 | 0 | 0 | 0 | 0 | 0 | 0.003991
1992 | 267.8229 | 0 | 0 | 0 | 0 | 0 | 0 | -0.019575 | 0.023946
1992 | 267.8333 | 0 | 0 | 0 | 0 | 0 | 0 | 0.00783 | 0
1992 | 267.8437 | 0.02349 | 0 | 0 | 0 | 0 | 0 | 0.011745 | 0
1992 | 267.8542 | 0 | 0 | 0 | 0 | 0 | 0 | 0.035235 | 0.011973
1992 | 267.8646 | 0 | 0 | 0 | 0 | 0 | 0 | -0.019575 | 0
1992 | 267.875 | 0 | 0 | 0 | 0 | 0 | 0 | -0.00783 | 0.007982
1992 | 267.8854 | 0 | 0 | 0 | 0 | 0 | 0 | 0.00783 | 0.003991
1992 | 267.8958 | 0 | 0 | 0 | 0 | 0 | 0 | -0.00783 | 0.003991
1992 | 267.9062 | 0.02349 | 0 | 0 | 0 | 0 | 0 | 1.1369e-13 | 0.019955
1992 | 267.9167 | 0 | 0 | 0 | 0 | 0 | 0 | -1.1369e-13 | 0.003991
1992 | 267.9271 | 0 | 0 | 0 | 0 | 0 | 0 | 1.1369e-13 | 0.003991
1992 | 267.9375 | 0 | 0 | 0 | 0 | 0 | 0 | -0.003915 | 0.003991
1992 | 267.9479 | 0 | 0 | 0 | 0 | 0 | 0 | 0 | 0
1992 | 267.9583 | 0 | 0 | 0 | 0 | 0 | 0 | 0.003915 | 0.007982
1992 | 267.9687 | 0.01566 | 0 | 0 | 0 | 0 | 0 | 0.00783 | 0.003991
1992 | 267.9792 | 0 | 0 | 0 | 0 | 0 | 0 | 0.00783 | 0.007982
1992 | 267.9896 | 0 | 0 | 0 | 0 | 0 | 0 | 0.003915 | 0
1992 | 268 | 0.00783 | 0 | 0 | 0 | 0 | 0 | -0.00783 | 0.011973
1992 | 268.0104 | 0 | 0 | 0 | 0 | 0 | 0 | -0.00783 | 0.003991
1992 | 268.0208 | 0 | 0 | 0 | 0 | 0 | 0 | 0.003915 | 0.003991
1992 | 268.0312 | 0 | 0 | 0 | 0 | 0 | 0 | -0.00783 | 0.003991
1992 | 268.0417 | 0 | 0 | 0 | 0 | 0 | 0 | 0 | 0.003991
1992 | 268.0521 | 0 | 0 | 0 | 0 | 0 | 0 | 0.011745 | 0.003991
1992 | 268.0625 | 0 | 0 | 0 | 0 | 0 | 0 | 0.003915 | -0.003991
1992 | 268.0729 | 0 | 0 | 0 | 0 | 0 | 0 | -0.003915 | 0.007982
1992 | 268.0833 | 0 | 0 | 0 | 0 | 0 | 0 | -0.003915 | -0.003991
1992 | 268.0937 | 0 | 0 | 0 | 0 | 0 | 0 | -0.01566 | 0.007982
1992 | 268.1042 | 0 | 0 | 0 | 0 | 0 | 0 | -0.003915 | 0.003991
1992 | 268.1146 | 0.00783 | 0 | 0 | 0 | 0 | 0 | -0.003915 | 0
1992 | 268.125 | 0.00783 | 0 | 0 | 0 | 0 | 0 | 0.011745 | 0.007982
1992 | 268.1354 | 0.00783 | 0 | 0 | 0 | 0 | 0 | -0.011745 | 0.003991
1992 | 268.1458 | 0.00783 | 0 | 0 | 0 | 0 | 0 | 0.003915 | 0.003991
1992 | 268.1562 | 0 | 0 | 0 | 0 | 0 | 0 | 0.003915 | 0
1992 | 268.1667 | 0 | 0 | 0 | 0 | 0 | 0 | -0.01566 | 0.003991
1992 | 268.1771 | 0 | 0 | 0 | 0 | 0 | 0 | 0.00783 | 0.007982
1992 | 268.1875 | 0 | 0 | 0 | 0 | 0 | 0 | 0.003915 | 0
1992 | 268.1979 | 0 | 0 | 0 | 0 | 0 | 0 | -0.003915 | 0.003991
1992 | 268.2083 | 0 | 0 | 0 | 0 | 0 | 0 | 0.00783 | 0.003991
1992 | 268.2187 | 0 | 0 | 0 | 0 | 0 | 0 | -0.011745 | -5.6843e-14
1992 | 268.2292 | 0 | 0 | 0 | 0 | 0 | 0 | -0.00783 | 0.003991
1992 | 268.2396 | 0 | 0 | 0 | 0 | 0 | 0 | 0.01566 | -0.003991
1992 | 268.25 | 0 | 0 | 0 | 0 | 0 | 0 | 0.00783 | 0
1992 | 268.2604 | 0 | 0 | 0 | 0 | 0 | 0 | -0.00783 | 0.007982
1992 | 268.2708 | 0 | 0 | 0 | 0 | 0 | 0 | 0 | -0.003991
1992 | 268.2812 | 0 | 0 | 0 | 0 | 0 | 0 | 0 | 0.007982
1992 | 268.2917 | 0 | 0 | 0 | 0 | 0 | 0 | 0 | 0
1992 | 268.3021 | 0 | 0 | 0 | 0 | 0 | 0 | 0.003915 | -0.003991
1992 | 268.3125 | 0 | 0 | 0 | 0 | 0 | 0 | -0.011745 | 0.007982
1992 | 268.3229 | 0.01566 | 0 | 0 | 0 | 0 | 0 | 0.003915 | -0.003991
1992 | 268.3333 | 0.01566 | 0 | 0 | 0 | 0 | 0 | 0.00783 | 0
1992 | 268.3437 | 0.02349 | 0 | 0 | 0 | 0 | 0 | -0.01566 | 0.007982
1992 | 268.3542 | 0 | 0 | 0 | 0 | 0 | 0 | -0.027405 | -0.003991
1992 | 268.3646 | 0 | 0 | 0 | 0 | 0 | 0 | 0.00783 | -0.003991
1992 | 268.375 | 0 | 0 | 0 | 0 | 0 | 0 | -0.011745 | -0.003991
1992 | 268.3854 | 0.05481 | 0.015964 | 0 | 0 | 0 | 0 | 0.07047 | 0
1992 | 268.3958 | 0 | 0 | 0 | 0 | 0 | 0 | 0.00783 | 0
1992 | 268.4062 | 0 | 0.023946 | 0 | 0 | 0 | 0 | 0.00783 | 0.007982
1992 | 268.4167 | 0.03132 | 0.007982 | 0 | 0 | 0 | 0 | -0.06264 | 0
1992 | 268.4271 | 0 | 0.031928 | 0 | 0 | 0 | 0 | 0.058725 | 0.007982
1992 | 268.4375 | 0 | 0 | 0 | 0 | 0 | 0 | 0.043065 | -0.007982
1992 | 268.4479 | 0 | 0 | 0 | 0 | 0 | 0 | 0.019575 | 0
1992 | 268.4583 | 0 | 0 | 0 | 0 | 0 | 0 | 0.00783 | -0.007982
1992 | 268.4687 | 0 | 0 | 0 | 0 | 0 | 0 | 0.02349 | 0.007982
1992 | 268.4792 | 0 | 0.023946 | 0 | 0 | 0 | 0 | 0.050895 | 0.003991
1992 | 268.4896 | 0 | 0 | 0 | 0 | 0 | 0 | 0.03132 | 0
1992 | 268.5 | 0.01566 | 0 | 0 | 0 | 0 | 0 | -0.01566 | 0.007982
1992 | 268.5104 | 0 | 0 | 0 | 0 | 0 | 0 | 0.082215 | 0.007982
1992 | 268.5208 | 0 | 0 | 0 | 0 | 0 | 0 | -0.02349 | 0.027937
1992 | 268.5312 | 0 | 0 | 0 | 0 | 0 | 0 | 0.019575 | 0.011973
1992 | 268.5417 | 0 | 0 | 0 | 0 | 0 | 0 | 0.027405 | 0.019955
1992 | 268.5521 | 0 | 0 | 0 | 0 | 0 | 0 | 0.01566 | 0.019955
1992 | 268.5625 | 0 | 0 | 0 | 0 | 0 | 0 | -0.00783 | 0.035919
1992 | 268.5729 | 0 | 0 | 0 | 0 | 0 | 0 | 0.019575 | 0.015964
1992 | 268.5833 | 0 | 0 | 0 | 0 | 0 | 0 | 0.050895 | 0.027937
1992 | 268.5937 | 0 | 0 | 0 | 0 | 0 | 0 | -0.01566 | 0.027937
1992 | 268.6042 | 0 | 0 | 0 | 0 | 0 | 0 | 0.02349 | 0.019955
1992 | 268.6146 | 0 | 0 | 0 | 0 | 0 | 0 | 0.03132 | 0.03991
1992 | 268.625 | 0 | 0 | 0 | 0 | 0 | 0 | 0.011745 | 0.011973
1992 | 268.6354 | 0 | 0 | 0 | 0 | 0 | 0 | 0.003915 | 0.031928
1992 | 268.6458 | 0 | 0 | 0 | 0 | 0 | 0 | 0.043065 | 0.007982
1992 | 268.6562 | 0 | 0 | 0 | 0 | 0 | 0 | 0 | 0.023946
1992 | 268.6667 | 0 | 0 | 0 | 0 | 0 | 0 | 0.003915 | 0.031928
1992 | 268.6771 | 0 | 0 | 0 | 0 | 0 | 0 | -0.019575 | 0.023946
1992 | 268.6875 | 0 | 0 | 0 | 0 | 0 | 0 | 0.02349 | 0.031928
1992 | 268.6979 | 0 | 0 | 0 | 0 | 0 | 0 | 0.03132 | 0.015964
1992 | 268.7083 | 0 | 0 | 0 | 0 | 0 | 0 | 0.00783 | 0.031928
1992 | 268.7187 | 0 | 0 | 0 | 0 | 0 | 0 | -0.011745 | 0.003991
1992 | 268.7292 | 0 | 0 | 0 | 0 | 0 | 0 | 0 | 0.015964
1992 | 268.7396 | 0 | 0 | 0 | 0 | 0 | 0 | 0.03915 | 0.027937
1992 | 268.75 | 0 | 0 | 0 | 0 | 0 | 0 | -0.00783 | 0.007982
1992 | 268.7604 | 0 | 0 | 0 | 0 | 0 | 0 | 0.03132 | 0.007982
1992 | 268.7708 | 0 | 0 | 0 | 0 | 0 | 0 | 0.04698 | 0.011973
1992 | 268.7812 | 0 | 0 | 0 | 0 | 0 | 0 | 0.02349 | 0.007982
1992 | 268.7917 | 0 | 0 | 0 | 0 | 0 | 0 | 0.02349 | 0.007982
1992 | 268.8021 | 0 | 0 | 0 | 0 | 0 | 0 | 0.003915 | 0.015964
1992 | 268.8125 | 0 | 0 | 0 | 0 | 0 | 0 | -0.003915 | 0.007982
1992 | 268.8229 | 0 | 0 | 0 | 0 | 0 | 0 | -0.003915 | 0.007982
1992 | 268.8333 | 0 | 0 | 0 | 0 | 0 | 0 | -0.019575 | 0.003991
1992 | 268.8437 | 0 | 0 | 0 | 0 | 0 | 0 | 0.003915 | 0
1992 | 268.8542 | 0 | 0 | 0 | 0 | 0 | 0 | -0.003915 | 0.011973
1992 | 268.8646 | 0 | 0 | 0 | 0 | 0 | 0 | -0.02349 | 0.007982
1992 | 268.875 | 0 | 0 | 0 | 0 | 0 | 0 | 0.011745 | 0.011973
1992 | 268.8854 | 0 | 0 | 0 | 0 | 0 | 0 | -0.00783 | -0.007982
1992 | 268.8958 | 0 | 0 | 0 | 0 | 0 | 0 | 0 | 0.007982
1992 | 268.9062 | 0.01566 | 0 | 0 | 0 | 0 | 0 | 0 | 0.015964
1992 | 268.9167 | 0.00783 | 0 | 0 | 0 | 0 | 0 | -0.00783 | -0.003991
1992 | 268.9271 | 0 | 0 | 0 | 0 | 0 | 0 | 0.011745 | 0.003991
1992 | 268.9375 | 0 | 0 | 0 | 0 | 0 | 0 | 0.00783 | 0.007982
1992 | 268.9479 | 0 | 0 | 0 | 0 | 0 | 0 | 0 | 0
1992 | 268.9583 | 0 | 0 | 0 | 0 | 0 | 0 | -0.003915 | 0.007982
1992 | 268.9687 | 0.00783 | 0 | 0 | 0 | 0 | 0 | 0 | -0.003991
1992 | 268.9792 | 0.00783 | 0 | 0 | 0 | 0 | 0 | 0 | 0.011973
1992 | 268.9896 | 0 | 0 | 0 | 0 | 0 | 0 | 0 | 0
1992 | 269 | 0.00783 | 0 | 0 | 0 | 0 | 0 | 0.00783 | 0.007982
1992 | 269.0104 | 0 | 0 | 0 | 0 | 0 | 0 | -0.011745 | 0.011973
1992 | 269.0208 | 0 | 0 | 0 | 0 | 0 | 0 | -0.003915 | 0.007982
1992 | 269.0312 | 0.03132 | 0 | 0 | 0 | 0 | 0 | 1.1369e-13 | -0.003991
1992 | 269.0417 | 0 | 0 | 0 | 0 | 0 | 0 | 0 | 0.003991
1992 | 269.0521 | 0 | 0 | 0 | 0 | 0 | 0 | -0.011745 | 0
1992 | 269.0625 | 0.01566 | 0 | 0 | 0 | 0 | 0 | -0.003915 | 0.011973
1992 | 269.0729 | 0.00783 | 0 | 0 | 0 | 0 | 0 | 0.019575 | -0.003991
1992 | 269.0833 | 0 | 0 | 0 | 0 | 0 | 0 | 0.00783 | 0.003991
1992 | 269.0937 | 0 | 0 | 0 | 0 | 0 | 0 | 0.00783 | 0.003991
1992 | 269.1042 | 0.02349 | 0 | 0 | 0 | 0 | 0 | -0.01566 | 0
1992 | 269.1146 | 0 | 0 | 0 | 0 | 0 | 0 | 0.01566 | 0.007982
1992 | 269.125 | 0 | 0 | 0 | 0 | 0 | 0 | 0 | 0
1992 | 269.1354 | 0 | 0 | 0 | 0 | 0 | 0 | 0 | 0.003991
1992 | 269.1458 | 0 | 0 | 0 | 0 | 0 | 0 | -0.003915 | 0.003991
1992 | 269.1562 | 0.03132 | 0 | 0 | 0 | 0 | 0 | 0 | 0.003991
1992 | 269.1667 | 0.01566 | 0 | 0 | 0 | 0 | 0 | 1.1369e-13 | -0.007982
1992 | 269.1771 | 0.05481 | 0 | 0 | 0 | 0 | 0 | -0.003915 | 0.011973
1992 | 269.1875 | 0 | 0 | 0 | 0 | 0 | 0 | 0.01566 | -0.003991
1992 | 269.1979 | 0 | 0 | 0 | 0 | 0 | 0 | 0.003915 | 0
1992 | 269.2083 | 0.01566 | 0 | 0 | 0 | 0 | 0 | 0 | 0
1992 | 269.2187 | 0 | 0 | 0 | 0 | 0 | 0 | 0 | 0.007982
1992 | 269.2292 | 0 | 0 | 0 | 0 | 0 | 0 | 0 | -0.011973
1992 | 269.2396 | 0 | 0 | 0 | 0 | 0 | 0 | -0.01566 | 0.007982
1992 | 269.25 | 0.00783 | 0 | 0 | 0 | 0 | 0 | 0.01566 | -0.003991
1992 | 269.2604 | 0.02349 | 0 | 0 | 0 | 0 | 0 | -0.03132 | 0.007982
1992 | 269.2708 | 0 | 0 | 0 | 0 | 0 | 0 | 0.00783 | 0.011973
1992 | 269.2812 | 0 | 0 | 0 | 0 | 0 | 0 | 0.02349 | -0.003991
1992 | 269.2917 | 0.02349 | 0 | 0 | 0 | 0 | 0 | 0.00783 | -0.003991
1992 | 269.3021 | 0.00783 | 0 | 0 | 0 | 0 | 0 | 0 | 0.003991
1992 | 269.3125 | 0.00783 | 0 | 0 | 0 | 0 | 0 | -0.02349 | 0.007982
1992 | 269.3229 | 0.00783 | 0 | 0 | 0 | 0 | 0 | -0.01566 | -0.003991
1992 | 269.3333 | 0 | 0 | 0 | 0 | 0 | 0 | 0 | 0.003991
1992 | 269.3437 | 0.08613 | 0.023946 | 0 | 0 | 0 | 0 | 0.01566 | 0.003991
1992 | 269.3542 | 0.00783 | 0 | 0 | 0 | 0 | 0 | -0.00783 | 0.019955
1992 | 269.3646 | 0 | 0.015964 | 0 | 0 | 0 | 0 | 0.027405 | -0.007982
1992 | 269.375 | 0 | 0 | 0 | 0 | 0 | 0 | -0.035235 | 0.015964
1992 | 269.3854 | 0 | 0.03991 | 0 | 0 | 0 | 0 | 0.03132 | 0
1992 | 269.3958 | 0 | 0 | 0 | 0 | 0 | 0 | -0.027405 | -0.007982
1992 | 269.4062 | 0 | 0.031928 | 0 | 0 | 0 | 0 | -0.043065 | 0.015964
1992 | 269.4167 | 0 | 0 | 0 | 0 | 0 | 0 | 0.14094 | 0.003991
1992 | 269.4271 | 0 | 0 | 0 | 0 | 0 | 0 | 0.03132 | -0.003991
1992 | 269.4375 | 0.04698 | 0.023946 | 0 | 0 | 0 | 0 | 0.00783 | 0.003991
1992 | 269.4479 | 0 | 0 | 0 | 0 | 0 | 0 | 0.066555 | -0.019955
1992 | 269.4583 | 0 | 0 | 0 | 0 | 0 | 0 | 0.07047 | 5.6843e-14
1992 | 269.4687 | 0 | 0.007982 | 0 | 0 | 0 | 0 | -0.03915 | 0.007982
1992 | 269.4792 | 0 | 0.015964 | 0 | 0 | 0 | 0 | 0.12136 | 0
1992 | 269.4896 | 0 | 0 | 0 | 0 | 0 | 0 | 0.02349 | -0.007982
1992 | 269.5 | 0 | 0 | 0 | 0 | 0 | 0 | 0.050895 | 0.023946
1992 | 269.5104 | 0 | 0 | 0 | 0 | 0 | 0 | 0.07047 | -5.6843e-14
1992 | 269.5208 | 0 | 0 | 0 | 0 | 0 | 0 | -0.04698 | 0.011973
1992 | 269.5312 | 0 | 0 | 0 | 0 | 0 | 0 | 0.04698 | 0.023946
1992 | 269.5417 | 0 | 0 | 0 | 0 | 0 | 0 | 0.03132 | 0.023946
1992 | 269.5521 | 0 | 0 | 0 | 0 | 0 | 0 | 0.03132 | 0.023946
1992 | 269.5625 | 0 | 0 | 0 | 0 | 0 | 0 | -0.061857 | 0.023946
1992 | 269.5729 | 0 | 0 | 0 | 0 | 0 | 0 | 0.019575 | 0.063856
1992 | 269.5833 | 0 | 0 | 0 | 0 | 0 | 0 | 0.027992 | 0.015964
1992 | 269.5937 | 0 | 0 | 0 | 0 | 0 | 0 | 0.0035235 | 0.031928
1992 | 269.6042 | 0 | 0 | 0 | 0 | 0 | 0 | 0.0035235 | 0.023946
1992 | 269.6146 | 0 | 0 | 0 | 0 | 0 | 0 | 0.0035235 | 0.015964
1992 | 269.625 | 0 | 0 | 0 | 0 | 0 | 0 | 0.006264 | 0.035919
1992 | 269.6354 | 0 | 0 | 0 | 0 | 0 | 0 | 0.041303 | 0.003991
1992 | 269.6458 | 0 | 0 | 0 | 0 | 0 | 0 | 0.035235 | 0.015964
1992 | 269.6562 | 0 | 0 | 0 | 0 | 0 | 0 | -0.019575 | 0.035919
1992 | 269.6667 | 0 | 0 | 0 | 0 | 0 | 0 | -0.0090045 | 0.015964
1992 | 269.6771 | 0 | 0 | 0 | 0 | 0 | 0 | 0.05481 | 0.011973
1992 | 269.6875 | 0 | 0 | 0 | 0 | 0 | 0 | -0.01566 | 0.027937
1992 | 269.6979 | 0 | 0 | 0 | 0 | 0 | 0 | 0.035235 | 5.6843e-14
1992 | 269.7083 | 0 | 0 | 0 | 0 | 0 | 0 | 0.02349 | 0.031928
1992 | 269.7187 | 0 | 0 | 0 | 0 | 0 | 0 | 0 | 0.015964
1992 | 269.7292 | 0 | 0 | 0 | 0 | 0 | 0 | 0.058725 | 0.019955
1992 | 269.7396 | 0 | 0 | 0 | 0 | 0 | 0 | -0.01566 | 0.015964
1992 | 269.75 | 0 | 0 | 0 | 0 | 0 | 0 | 0.03915 | 0.015964
1992 | 269.7604 | 0 | 0 | 0 | 0 | 0 | 0 | 0.01566 | 0.015964
1992 | 269.7708 | 0 | 0 | 0 | 0 | 0 | 0 | 0.011745 | 0.019955
1992 | 269.7812 | 0 | 0 | 0 | 0 | 0 | 0 | 0.00783 | 0.007982
1992 | 269.7917 | 0 | 0 | 0 | 0 | 0 | 0 | 0.003915 | 0.011973
1992 | 269.8021 | 0 | 0 | 0 | 0 | 0 | 0 | -0.00783 | 0.003991
1992 | 269.8125 | 0 | 0 | 0 | 0 | 0 | 0 | 0.003915 | 0.011973
1992 | 269.8229 | 0 | 0 | 0 | 0 | 0 | 0 | 0.003915 | 0.007982
1992 | 269.8333 | 0 | 0 | 0 | 0 | 0 | 0 | 0.00783 | 0
1992 | 269.8437 | 0 | 0 | 0 | 0 | 0 | 0 | -0.02349 | -0.003991
1992 | 269.8542 | 0 | 0 | 0 | 0 | 0 | 0 | -0.011745 | 0.003991
1992 | 269.8646 | 0 | 0 | 0 | 0 | 0 | 0 | 0.019575 | 0.003991
1992 | 269.875 | 0 | 0 | 0 | 0 | 0 | 0 | -0.019575 | 0
1992 | 269.8854 | 0 | 0 | 0 | 0 | 0 | 0 | 0.011745 | 0.003991
1992 | 269.8958 | 0.06264 | 0 | 0 | 0 | 0 | 0 | 0.02349 | -0.011973
1992 | 269.9062 | 0 | 0 | 0 | 0 | 0 | 0 | -0.003915 | 0.011973
1992 | 269.9167 | 0.04698 | 0.015964 | 0 | 0 | 0 | 0 | 0.011745 | 0.003991
1992 | 269.9271 | 0 | 0 | 0 | 0 | 0 | 0 | -0.003915 | 0.007982
1992 | 269.9375 | 0.05481 | 0 | 0 | 0 | 0 | 0 | 0.003915 | -0.047892
1992 | 269.9479 | 0 | 0 | 0 | 0 | 0 | 0 | 0.019575 | 0.071838
1992 | 269.9583 | 0 | 0 | 0 | 0 | 0 | 0 | 0 | 0.011973
1992 | 269.9687 | 0.00783 | 0 | 0 | 0 | 0 | 0 | 0.011745 | 0.023946
1992 | 269.9792 | 0 | 0 | 0 | 0 | 0 | 0 | -0.019575 | -0.007982
1992 | 269.9896 | 0 | 0 | 0 | 0 | 0 | 0 | 0.019575 | 0.015964
1992 | 270 | 0 | 0 | 0 | 0 | 0 | 0 | 0.003915 | 0.027937
1992 | 270.0104 | 0 | 0 | 0 | 0 | 0 | 0 | -0.04698 | 0
1992 | 270.0208 | 0 | 0 | 0 | 0 | 0 | 0 | 0.050895 | -0.003991
1992 | 270.0312 | 0 | 0 | 0 | 0 | 0 | 0 | -0.10179 | -0.007982
1992 | 270.0417 | 0 | 0 | 0 | 0 | 0 | 0 | 0.01566 | 0.015964
1992 | 270.0521 | 0 | 0 | 0 | 0 | 0 | 0 | 0.074385 | 0.019955
1992 | 270.0625 | 0 | 0 | 0 | 0 | 0 | 0 | -0.003915 | 0.015964
1992 | 270.0729 | 0 | 0 | 0 | 0 | 0 | 0 | 0.01566 | 0.019955
1992 | 270.0833 | 0 | 0 | 0 | 0 | 0 | 0 | -0.02349 | 0.007982
1992 | 270.0937 | 0 | 0 | 0 | 0 | 0 | 0 | 0.027405 | 0.011973
1992 | 270.1042 | 0 | 0 | 0 | 0 | 0 | 0 | 0.04698 | 0.019955
1992 | 270.1146 | 0 | 0 | 0 | 0 | 0 | 0 | 0.003915 | 0.003991
1992 | 270.125 | 0 | 0 | 0 | 0 | 0 | 0 | 0 | -0.015964
1992 | 270.1354 | 0 | 0.015964 | 0 | 0 | 0 | 0 | 0.00783 | 5.6843e-14
1992 | 270.1458 | 0 | 0 | 0 | 0 | 0 | 0 | 0.011745 | 0
1992 | 270.1562 | 0 | 0 | 0 | 0 | 0 | 0 | 0 | 0.003991
1992 | 270.1667 | 0 | 0 | 0 | 0 | 0 | 0 | -0.00783 | 0.003991
1992 | 270.1771 | 0 | 0 | 0 | 0 | 0 | 0 | -0.019575 | 0.007982
1992 | 270.1875 | 0 | 0 | 0 | 0 | 0 | 0 | -0.027405 | -0.007982
1992 | 270.1979 | 0 | 0 | 0 | 0 | 0 | 0 | 0.019575 | 5.6843e-14
1992 | 270.2083 | 0 | 0 | 0 | 0 | 0 | 0 | -0.011745 | 0.015964
1992 | 270.2187 | 0 | 0 | 0 | 0 | 0 | 0 | 0.035235 | 0.015964
1992 | 270.2292 | 0 | 0 | 0 | 0 | 0 | 0 | 0.01566 | 0.003991
1992 | 270.2396 | 0 | 0 | 0 | 0 | 0 | 0 | 0.003915 | 0.003991
1992 | 270.25 | 0 | 0 | 0 | 0 | 0 | 0 | 0 | 0
1992 | 270.2604 | 0 | 0 | 0 | 0 | 0 | 0 | 0.011745 | 0
1992 | 270.2708 | 0 | 0 | 0 | 0 | 0 | 0 | 0.003915 | 0
1992 | 270.2812 | 0 | 0 | 0 | 0 | 0 | 0 | -0.003915 | 0.015964
1992 | 270.2917 | 0 | 0 | 0 | 0 | 0 | 0 | 0.003915 | -0.007982
1992 | 270.3021 | 0 | 0 | 0 | 0 | 0 | 0 | -0.00783 | -0.007982
1992 | 270.3125 | 0 | 0 | 0 | 0 | 0 | 0 | -0.003915 | 0
1992 | 270.3229 | 0 | 0 | 0 | 0 | 0 | 0 | 0.00783 | 0.003991
1992 | 270.3333 | 0 | 0 | 0 | 0 | 0 | 0 | -0.00783 | -0.003991
1992 | 270.3437 | 0.01566 | 0 | 0 | 0 | 0 | 0 | 0 | 0
1992 | 270.3542 | 0 | 0.007982 | 0 | 0 | 0 | 0 | 0.00783 | 0
1992 | 270.3646 | 0.01566 | 0 | 0 | 0 | 0 | 0 | -0.00783 | 0.003991
1992 | 270.375 | 0 | 0 | 0 | 0 | 0 | 0 | 0.00783 | 0.003991
1992 | 270.3854 | 0 | 0 | 0 | 0 | 0 | 0 | -0.003915 | 0.003991
1992 | 270.3958 | 0 | 0 | 0 | 0 | 0 | 0 | 0.011745 | -0.007982
1992 | 270.4062 | 0 | 0 | 0 | 0 | 0 | 0 | -0.003915 | 0.011973
1992 | 270.4167 | 0 | 0 | 0 | 0 | 0 | 0 | 0.01566 | -0.007982
1992 | 270.4271 | 0 | 0 | 0 | 0 | 0 | 0 | -0.03132 | -0.003991
1992 | 270.4375 | 0 | 0 | 0 | 0 | 0 | 0 | -0.003915 | 0
1992 | 270.4479 | 0 | 0 | 0 | 0 | 0 | 0 | 0.00783 | 0
1992 | 270.4583 | 0 | 0 | 0 | 0 | 0 | 0 | 0.027405 | 0.023946
1992 | 270.4687 | 0 | 0 | 0 | 0 | 0 | 0 | -0.00783 | -0.023946
1992 | 270.4792 | 0 | 0 | 0 | 0 | 0 | 0 | 0.02349 | 0.011973
1992 | 270.4896 | 0 | 0 | 0 | 0 | 0 | 0 | 0.01566 | 0.031928
1992 | 270.5 | 0 | 0 | 0 | 0 | 0 | 0 | -0.01566 | -0.015964
1992 | 270.5104 | 0 | 0 | 0 | 0 | 0 | 0 | 0.00783 | 0.023946
1992 | 270.5208 | 0 | 0 | 0 | 0 | 0 | 0 | 0.011745 | -0.003991
1992 | 270.5312 | 0 | 0 | 0 | 0 | 0 | 0 | -0.011745 | 0.011973
1992 | 270.5417 | 0 | 0 | 0 | 0 | 0 | 0 | 0.01566 | 0.023946
1992 | 270.5521 | 0 | 0 | 0 | 0 | 0 | 0 | 0.011745 | -0.003991
1992 | 270.5625 | 0 | 0 | 0 | 0 | 0 | 0 | -0.011745 | 0.023946
1992 | 270.5729 | 0 | 0 | 0 | 0 | 0 | 0 | 0.019575 | 0.051883
1992 | 270.5833 | 0 | 0 | 0 | 0 | 0 | 0 | -0.043065 | -0.011973
1992 | 270.5937 | 0 | 0 | 0 | 0 | 0 | 0 | 0.027405 | 0.035919
1992 | 270.6042 | 0 | 0 | 0 | 0 | 0 | 0 | 0.019575 | 0.023946
1992 | 270.6146 | 0 | 0 | 0 | 0 | 0 | 0 | -0.011745 | 0.007982
1992 | 270.625 | 0 | 0 | 0 | 0 | 0 | 0 | 0.01566 | 0.019955
1992 | 270.6354 | 0 | 0 | 0 | 0 | 0 | 0 | 0.011745 | 0.023946
1992 | 270.6458 | 0 | 0 | 0 | 0 | 0 | 0 | -0.00783 | 0
1992 | 270.6562 | 0 | 0 | 0 | 0 | 0 | 0 | 0.00783 | 0.047892
1992 | 270.6667 | 0 | 0 | 0 | 0 | 0 | 0 | -0.003915 | 0
1992 | 270.6771 | 0 | 0 | 0 | 0 | 0 | 0 | 0.003915 | 0.023946
1992 | 270.6875 | 0 | 0 | 0 | 0 | 0 | 0 | 0.035235 | 0.027937
1992 | 270.6979 | 0 | 0 | 0 | 0 | 0 | 0 | -0.003915 | 0.015964
1992 | 270.7083 | 0 | 0 | 0 | 0 | 0 | 0 | 0.003915 | 0.007982
1992 | 270.7187 | 0 | 0 | 0 | 0 | 0 | 0 | -0.003915 | 0.023946
1992 | 270.7292 | 0 | 0 | 0 | 0 | 0 | 0 | 0.00783 | 0.019955
1992 | 270.7396 | 0 | 0 | 0 | 0 | 0 | 0 | -0.003915 | 0.015964
1992 | 270.75 | 0 | 0 | 0 | 0 | 0 | 0 | 0 | 0
1992 | 270.7604 | 0 | 0 | 0 | 0 | 0 | 0 | 0.011745 | 0.015964
1992 | 270.7708 | 0 | 0 | 0 | 0 | 0 | 0 | 0.01566 | 0.007982
1992 | 270.7812 | 0 | 0 | 0 | 0 | 0 | 0 | 0.003915 | 0.015964
1992 | 270.7917 | 0 | 0 | 0 | 0 | 0 | 0 | 0 | 0.007982
1992 | 270.8021 | 0 | 0 | 0 | 0 | 0 | 0 | 0.003915 | 0.011973
1992 | 270.8125 | 0 | 0 | 0 | 0 | 0 | 0 | -0.00783 | 0.011973
1992 | 270.8229 | 0 | 0 | 0 | 0 | 0 | 0 | 0.003915 | 0
1992 | 270.8333 | 0 | 0 | 0 | 0 | 0 | 0 | 0.003915 | 0.007982
1992 | 270.8437 | 0 | 0 | 0 | 0 | 0 | 0 | 0 | 0.003991
1992 | 270.8542 | 0 | 0 | 0 | 0 | 0 | 0 | 0.003915 | 0.007982
1992 | 270.8646 | 0 | 0 | 0 | 0 | 0 | 0 | -0.003915 | 0
1992 | 270.875 | 0 | 0 | 0 | 0 | 0 | 0 | 0.00783 | 0
1992 | 270.8854 | 0 | 0 | 0 | 0 | 0 | 0 | -0.003915 | 0.007982
1992 | 270.8958 | 0 | 0 | 0 | 0 | 0 | 0 | 0.003915 | 0.007982
1992 | 270.9062 | 0 | 0 | 0 | 0 | 0 | 0 | -0.003915 | -0.007982
1992 | 270.9167 | 0 | 0 | 0 | 0 | 0 | 0 | -0.003915 | 0.007982
1992 | 270.9271 | 0 | 0 | 0 | 0 | 0 | 0 | 0.003915 | 0.003991
1992 | 270.9375 | 0 | 0 | 0 | 0 | 0 | 0 | -0.00783 | 0.003991
1992 | 270.9479 | 0 | 0 | 0 | 0 | 0 | 0 | 0.003915 | -0.003991
1992 | 270.9583 | 0 | 0 | 0 | 0 | 0 | 0 | 0.00783 | 0.011973
1992 | 270.9687 | 0 | 0 | 0 | 0 | 0 | 0 | -0.00783 | 0
1992 | 270.9792 | 0 | 0 | 0 | 0 | 0 | 0 | 0.003915 | 0
1992 | 270.9896 | 0 | 0 | 0 | 0 | 0 | 0 | 0 | 0.003991
1992 | 271 | 0 | 0 | 0 | 0 | 0 | 0 | 0.003915 | 0
1992 | 271.0104 | 0 | 0 | 0 | 0 | 0 | 0 | -0.00783 | -0.003991
1992 | 271.0208 | 0 | 0 | 0 | 0 | 0 | 0 | -0.003915 | 0.007982
1992 | 271.0312 | 0 | 0 | 0 | 0 | 0 | 0 | 0 | 0.003991
1992 | 271.0417 | 0 | 0 | 0 | 0 | 0 | 0 | 0 | 0
1992 | 271.0521 | 0 | 0 | 0 | 0 | 0 | 0 | 0 | 0
1992 | 271.0625 | 0 | 0 | 0 | 0 | 0 | 0 | 0.003915 | -0.003991
1992 | 271.0729 | 0 | 0 | 0 | 0 | 0 | 0 | -0.003915 | 0.011973
1992 | 271.0833 | 0 | 0 | 0 | 0 | 0 | 0 | 0.00783 | 0.003991
1992 | 271.0937 | 0.01566 | 0 | 0 | 0 | 0 | 0 | 0.00783 | -0.003991
1992 | 271.1042 | 0 | 0 | 0 | 0 | 0 | 0 | -0.003915 | 0.003991
1992 | 271.1146 | 0 | 0 | 0 | 0 | 0 | 0 | -0.00783 | 0.007982
1992 | 271.125 | 0 | 0 | 0 | 0 | 0 | 0 | 0.00783 | -0.003991
1992 | 271.1354 | 0 | 0 | 0 | 0 | 0 | 0 | -0.00783 | 0.007982
1992 | 271.1458 | 0 | 0 | 0 | 0 | 0 | 0 | -0.003915 | 0.003991
1992 | 271.1562 | 0.01566 | 0 | 0 | 0 | 0 | 0 | 0.003915 | 0
1992 | 271.1667 | 0 | 0 | 0 | 0 | 0 | 0 | 0.00783 | 0.003991
1992 | 271.1771 | 0 | 0 | 0 | 0 | 0 | 0 | 0.003915 | 0.003991
1992 | 271.1875 | 0 | 0 | 0 | 0 | 0 | 0 | -0.00783 | 0.007982
1992 | 271.1979 | 0 | 0 | 0 | 0 | 0 | 0 | 0.003915 | 0.003991
1992 | 271.2083 | 0 | 0 | 0 | 0 | 0 | 0 | 0 | 0
1992 | 271.2187 | 0 | 0 | 0 | 0 | 0 | 0 | 0.00783 | 0.003991
1992 | 271.2292 | 0 | 0 | 0 | 0 | 0 | 0 | -0.01566 | 0.003991
1992 | 271.2396 | 0 | 0 | 0 | 0 | 0 | 0 | 0 | 0.003991
1992 | 271.25 | 0 | 0 | 0 | 0 | 0 | 0 | 0.003915 | 0.003991
1992 | 271.2604 | 0 | 0 | 0 | 0 | 0 | 0 | -0.003915 | 0.003991
1992 | 271.2708 | 0 | 0 | 0 | 0 | 0 | 0 | 0.003915 | 0
1992 | 271.2812 | 0 | 0 | 0 | 0 | 0 | 0 | -0.00783 | 0
1992 | 271.2917 | 0 | 0 | 0 | 0 | 0 | 0 | -0.00783 | 0.007982
1992 | 271.3021 | 0 | 0 | 0 | 0 | 0 | 0 | 0.019575 | 0.003991
1992 | 271.3125 | 0.02349 | 0 | 0 | 0 | 0 | 0 | -0.003915 | -0.003991
1992 | 271.3229 | 0.00783 | 0 | 0 | 0 | 0 | 0 | -0.003915 | 0.003991
1992 | 271.3333 | 0.03132 | 0 | 0 | 0 | 0 | 0 | 0.003915 | 0.007982
1992 | 271.3437 | 0.01566 | 0 | 0 | 0 | 0 | 0 | 0.003915 | -0.003991
1992 | 271.3542 | 0.03915 | 0.007982 | 0 | 0 | 0 | 0 | 0.003915 | 0.011973
1992 | 271.3646 | 0.03132 | 0 | 0 | 0 | 0 | 0 | 0 | -0.003991
1992 | 271.375 | 0 | 0.015964 | 0 | 0 | 0 | 0 | -0.003915 | -0.003991
1992 | 271.3854 | 0 | 0.015964 | 0 | 0 | 0 | 0 | -0.003915 | 0.003991
1992 | 271.3958 | 0.05481 | 0 | 0 | 0 | 0 | 0 | -0.02349 | 0.007982
1992 | 271.4062 | 0 | 0.031928 | 0 | 0 | 0 | 0 | 0.00783 | 0.003991
1992 | 271.4167 | 0 | 0 | 0 | 0 | 0 | 0 | 0 | -0.007982
1992 | 271.4271 | 0 | 0 | 0 | 0 | 0 | 0 | 0.03132 | 0.003991
1992 | 271.4375 | 0.03132 | 0.007982 | 0 | 0 | 0 | 0 | 0.00783 | -0.007982
1992 | 271.4479 | 0 | 0.007982 | 0 | 0 | 0 | 0 | 0 | 0.011973
1992 | 271.4583 | 0 | 0.03991 | 0 | 0 | 0 | 0 | -0.003915 | 0.019955
1992 | 271.4687 | 0 | 0 | 0 | 0 | 0 | 0 | 0.02349 | -0.011973
1992 | 271.4792 | 0 | 0 | 0 | 0 | 0 | 0 | 0.01566 | 0
1992 | 271.4896 | 0 | 0 | 0 | 0 | 0 | 0 | -0.027405 | 0.015964
1992 | 271.5 | 0 | 0 | 0 | 0 | 0 | 0 | 0.011745 | 0.007982
1992 | 271.5104 | 0 | 0 | 0 | 0 | 0 | 0 | -0.01566 | 0.015964
1992 | 271.5208 | 0 | 0 | 0 | 0 | 0 | 0 | 0.00783 | 0.007982
1992 | 271.5312 | 0 | 0 | 0 | 0 | 0 | 0 | 0.035235 | 0.011973
1992 | 271.5417 | 0 | 0 | 0 | 0 | 0 | 0 | -0.035235 | 0.015964
1992 | 271.5521 | 0 | 0 | 0 | 0 | 0 | 0 | 0.0783 | 0.015964
1992 | 271.5625 | 0 | 0 | 0 | 0 | 0 | 0 | 0.00783 | 0.023946
1992 | 271.5729 | 0 | 0 | 0 | 0 | 0 | 0 | -0.02349 | 0.019955
1992 | 271.5833 | 0 | 0 | 0 | 0 | 0 | 0 | -0.003915 | 0.015964
1992 | 271.5937 | 0 | 0 | 0 | 0 | 0 | 0 | 0.027405 | 0.023946
1992 | 271.6042 | 0 | 0 | 0 | 0 | 0 | 0 | 1.1369e-13 | 0.015964
1992 | 271.6146 | 0 | 0 | 0 | 0 | 0 | 0 | 0.00783 | 0.031928
1992 | 271.625 | 0 | 0 | 0 | 0 | 0 | 0 | 0 | 0.007982
1992 | 271.6354 | 0 | 0 | 0 | 0 | 0 | 0 | 0.00783 | 0.023946
1992 | 271.6458 | 0 | 0 | 0 | 0 | 0 | 0 | 0.019575 | 0.011973
1992 | 271.6562 | 0 | 0 | 0 | 0 | 0 | 0 | 0.03915 | 0.019955
1992 | 271.6667 | 0 | 0 | 0 | 0 | 0 | 0 | -0.01566 | 0.027937
1992 | 271.6771 | 0 | 0 | 0 | 0 | 0 | 0 | 0.027405 | 0.003991
1992 | 271.6875 | 0 | 0 | 0 | 0 | 0 | 0 | 0.035235 | 0.019955
1992 | 271.6979 | 0 | 0 | 0 | 0 | 0 | 0 | 0.01566 | 0.011973
1992 | 271.7083 | 0 | 0 | 0 | 0 | 0 | 0 | -0.01566 | 0.019955
1992 | 271.7187 | 0 | 0 | 0 | 0 | 0 | 0 | 0.027405 | 0.011973
1992 | 271.7292 | 0 | 0 | 0 | 0 | 0 | 0 | -0.02349 | 0.015964
1992 | 271.7396 | 0 | 0 | 0 | 0 | 0 | 0 | 0.03915 | 0.015964
1992 | 271.75 | 0 | 0 | 0 | 0 | 0 | 0 | 0.01566 | 0.011973
1992 | 271.7604 | 0 | 0 | 0 | 0 | 0 | 0 | 0.00783 | 0.011973
1992 | 271.7708 | 0 | 0 | 0 | 0 | 0 | 0 | 0.02349 | 0.011973
1992 | 271.7812 | 0 | 0 | 0 | 0 | 0 | 0 | 0.011745 | 0.011973
1992 | 271.7917 | 0 | 0 | 0 | 0 | 0 | 0 | 0.003915 | 0.003991
1992 | 271.8021 | 0 | 0 | 0 | 0 | 0 | 0 | -0.00783 | 0.011973
1992 | 271.8125 | 0 | 0 | 0 | 0 | 0 | 0 | 0.00783 | 0.007982
1992 | 271.8229 | 0 | 0 | 0 | 0 | 0 | 0 | 0 | 0.003991
1992 | 271.8333 | 0.01566 | 0 | 0 | 0 | 0 | 0 | 0.003915 | 0.007982
1992 | 271.8437 | 0.00783 | 0 | 0 | 0 | 0 | 0 | 0 | 0.003991
1992 | 271.8542 | 0.00783 | 0 | 0 | 0 | 0 | 0 | 0.00783 | 0.003991
1992 | 271.8646 | 0 | 0 | 0 | 0 | 0 | 0 | 0 | 0.003991
1992 | 271.875 | 0 | 0 | 0 | 0 | 0 | 0 | 0.011745 | 0.007982
1992 | 271.8854 | 0 | 0 | 0 | 0 | 0 | 0 | -0.003915 | 0
1992 | 271.8958 | 0 | 0 | 0 | 0 | 0 | 0 | 0.01566 | 0
1992 | 271.9062 | 0.01566 | 0 | 0 | 0 | 0 | 0 | 0 | 0.007982
1992 | 271.9167 | 0 | 0 | 0 | 0 | 0 | 0 | 0.019575 | 0.003991
1992 | 271.9271 | 0 | 0 | 0 | 0 | 0 | 0 | -0.00783 | 0.007982
1992 | 271.9375 | 0 | 0 | 0 | 0 | 0 | 0 | 0.003915 | -0.003991
1992 | 271.9479 | 0 | 0 | 0 | 0 | 0 | 0 | 0.00783 | 0.003991
1992 | 271.9583 | 0 | 0 | 0 | 0 | 0 | 0 | -0.00783 | 0.007982
1992 | 271.9687 | 0.00783 | 0 | 0 | 0 | 0 | 0 | 0.00783 | 0.003991
1992 | 271.9792 | 0 | 0 | 0 | 0 | 0 | 0 | -0.00783 | -0.003991
1992 | 271.9896 | 0.00783 | 0 | 0 | 0 | 0 | 0 | 0.01566 | 0.003991
1992 | 272 | 0 | 0 | 0 | 0 | 0 | 0 | -0.003915 | 0.007982
1992 | 272.0104 | 0 | 0 | 0 | 0 | 0 | 0 | 0.003915 | 0
1992 | 272.0208 | 0 | 0 | 0 | 0 | 0 | 0 | 0 | 0.011973
1992 | 272.0312 | 0.01566 | 0 | 0 | 0 | 0 | 0 | 0.011745 | -0.003991
1992 | 272.0417 | 0 | 0 | 0 | 0 | 0 | 0 | 0.003915 | -0.003991
1992 | 272.0521 | 0 | 0 | 0 | 0 | 0 | 0 | -0.00783 | 0.011973
1992 | 272.0625 | 0 | 0 | 0 | 0 | 0 | 0 | 0.00783 | 0
1992 | 272.0729 | 0 | 0 | 0 | 0 | 0 | 0 | -0.003915 | 0
1992 | 272.0833 | 0 | 0 | 0 | 0 | 0 | 0 | -0.003915 | 0.003991
1992 | 272.0937 | 0 | 0 | 0 | 0 | 0 | 0 | 0.003915 | 0
1992 | 272.1042 | 0 | 0 | 0 | 0 | 0 | 0 | -0.00783 | 0.007982
1992 | 272.1146 | 0 | 0 | 0 | 0 | 0 | 0 | 0.011745 | -0.003991
1992 | 272.125 | 0 | 0 | 0 | 0 | 0 | 0 | -0.00783 | 0
1992 | 272.1354 | 0 | 0 | 0 | 0 | 0 | 0 | -0.003915 | 0.003991
1992 | 272.1458 | 0 | 0 | 0 | 0 | 0 | 0 | 0.00783 | 0.011973
1992 | 272.1562 | 0 | 0 | 0 | 0 | 0 | 0 | 0.00783 | -0.003991
1992 | 272.1667 | 0 | 0 | 0 | 0 | 0 | 0 | -0.011745 | 0.003991
1992 | 272.1771 | 0 | 0 | 0 | 0 | 0 | 0 | 0 | 0
1992 | 272.1875 | 0 | 0 | 0 | 0 | 0 | 0 | 0 | 0.003991
1992 | 272.1979 | 0 | 0 | 0 | 0 | 0 | 0 | 0.00783 | 0.003991
1992 | 272.2083 | 0 | 0 | 0 | 0 | 0 | 0 | 0.003915 | 0
1992 | 272.2187 | 0 | 0 | 0 | 0 | 0 | 0 | -0.003915 | -0.003991
1992 | 272.2292 | 0 | 0 | 0 | 0 | 0 | 0 | -0.003915 | 0
1992 | 272.2396 | 0 | 0 | 0 | 0 | 0 | 0 | 0.003915 | 0.007982
1992 | 272.25 | 0 | 0 | 0 | 0 | 0 | 0 | 0 | 0
1992 | 272.2604 | 0 | 0 | 0 | 0 | 0 | 0 | 0 | 0
1992 | 272.2708 | 0 | 0 | 0 | 0 | 0 | 0 | 0 | 0
1992 | 272.2812 | 0 | 0 | 0 | 0 | 0 | 0 | 0.003915 | 0.007982
1992 | 272.2917 | 0 | 0 | 0 | 0 | 0 | 0 | 0 | 0
1992 | 272.3021 | 0.01566 | 0 | 0 | 0 | 0 | 0 | -0.057159 | -0.007982
1992 | 272.3125 | 0 | 0 | 0 | 0 | 0 | 0 | 0.047371 | 0.015964
1992 | 272.3229 | 0 | 0 | 0 | 0 | 0 | 0 | -0.0052852 | 0.003991
1992 | 272.3333 | 0 | 0 | 0 | 0 | 0 | 0 | -0.0035235 | 0
1992 | 272.3437 | 0 | 0 | 0 | 0 | 0 | 0 | -0.0035235 | -0.003991
1992 | 272.3542 | 0 | 0.007982 | 0 | 0 | 0 | 0 | 0 | 5.6843e-14
1992 | 272.3646 | 0 | 0 | 0 | 0 | 0 | 0 | 0.0035235 | 0.003991
1992 | 272.375 | 0 | 0.007982 | 0 | 0 | 0 | 0 | 0.0090045 | -0.003991
1992 | 272.3854 | 0.03132 | 0.007982 | 0 | 0 | 0 | 0 | 0.00058725 | 0
1992 | 272.3958 | 0 | 0.007982 | 0 | 0 | 0 | 0 | -0.0027405 | 0
1992 | 272.4062 | 0 | 0.031928 | 0 | 0 | 0 | 0 | -0.02349 | 0.007982
1992 | 272.4167 | 0.01566 | 0 | 0 | 0 | 0 | 0 | 0.019575 | -0.007982
1992 | 272.4271 | 0 | 0 | 0 | 0 | 0 | 0 | 0.003915 | 0.003991
1992 | 272.4375 | 0 | 0 | 0 | 0 | 0 | 0 | -0.00783 | -0.003991
1992 | 272.4479 | 0 | 0 | 0 | 0 | 0 | 0 | 0.01566 | 0
1992 | 272.4583 | 0 | 0 | 0 | 0 | 0 | 0 | -0.019575 | 0
1992 | 272.4687 | 0 | 0 | 0 | 0 | 0 | 0 | 0.003915 | 0.011973
1992 | 272.4792 | 0 | 0 | 0 | 0 | 0 | 0 | 0.003915 | -0.011973
1992 | 272.4896 | 0 | 0 | 0 | 0 | 0 | 0 | 0.003915 | 0.003991
1992 | 272.5 | 0 | 0 | 0 | 0 | 0 | 0 | 0.02349 | 0
1992 | 272.5104 | 0 | 0 | 0 | 0 | 0 | 0 | 0.003915 | 0.015964
1992 | 272.5208 | 0 | 0 | 0 | 0 | 0 | 0 | 0.00783 | 0.015964
1992 | 272.5312 | 0 | 0 | 0 | 0 | 0 | 0 | -0.0033277 | 0.015964
1992 | 272.5417 | 0 | 0 | 0 | 0 | 0 | 0 | 0.027014 | 0.015964
1992 | 272.5521 | 0 | 0 | 0 | 0 | 0 | 0 | 0.055397 | 0.019955
1992 | 272.5625 | 0 | 0 | 0 | 0 | 0 | 0 | 0.027405 | 0.011973
1992 | 272.5729 | 0 | 0 | 0 | 0 | 0 | 0 | 0.02349 | 0.019955
1992 | 272.5833 | 0 | 0 | 0 | 0 | 0 | 0 | 0.050895 | 0.023946
1992 | 272.5937 | 0 | 0 | 0 | 0 | 0 | 0 | 0.02349 | 0.011973
1992 | 272.6042 | 0 | 0 | 0 | 0 | 0 | 0 | 0.02349 | 0.015964
1992 | 272.6146 | 0 | 0 | 0 | 0 | 0 | 0 | 0.019575 | 0.019955
1992 | 272.625 | 0 | 0 | 0 | 0 | 0 | 0 | 0.043065 | 0.015964
1992 | 272.6354 | 0 | 0 | 0 | 0 | 0 | 0 | 0.02349 | 0.003991
1992 | 272.6458 | 0 | 0 | 0 | 0 | 0 | 0 | 0.00783 | 0.015964
1992 | 272.6562 | 0 | 0 | 0 | 0 | 0 | 0 | 0.00783 | 0.027937
1992 | 272.6667 | 0 | 0 | 0 | 0 | 0 | 0 | 0.02349 | 0.011973
1992 | 272.6771 | 0 | 0 | 0 | 0 | 0 | 0 | 0.011745 | 0.015964
1992 | 272.6875 | 0 | 0 | 0 | 0 | 0 | 0 | 0.00783 | -0.003991
1992 | 272.6979 | 0 | 0 | 0 | 0 | 0 | 0 | 0 | 0.023946
1992 | 272.7083 | 0 | 0 | 0 | 0 | 0 | 0 | 0.011745 | 0.015964
1992 | 272.7187 | 0 | 0 | 0 | 0 | 0 | 0 | 0.01566 | 0.011973
1992 | 272.7292 | 0 | 0 | 0 | 0 | 0 | 0 | -0.011745 | 0.003991
1992 | 272.7396 | 0 | 0 | 0 | 0 | 0 | 0 | 0.011745 | 0.023946
1992 | 272.75 | 0 | 0 | 0 | 0 | 0 | 0 | 0.003915 | 0.007982
1992 | 272.7604 | 0 | 0 | 0 | 0 | 0 | 0 | -0.00783 | 0.003991
1992 | 272.7708 | 0 | 0 | 0 | 0 | 0 | 0 | 0.003915 | 0.011973
1992 | 272.7812 | 0 | 0 | 0 | 0 | 0 | 0 | -0.00783 | 0.003991
1992 | 272.7917 | 0 | 0 | 0 | 0 | 0 | 0 | 0.00783 | 0.003991
1992 | 272.8021 | 0 | 0 | 0 | 0 | 0 | 0 | 0 | 0.003991
1992 | 272.8125 | 0 | 0 | 0 | 0 | 0 | 0 | -0.003915 | 0.011973
1992 | 272.8229 | 0 | 0 | 0 | 0 | 0 | 0 | 0 | 0
1992 | 272.8333 | 0 | 0 | 0 | 0 | 0 | 0 | 0 | 0
1992 | 272.8437 | 0 | 0 | 0 | 0 | 0 | 0 | 0 | 0.007982
1992 | 272.8542 | 0 | 0 | 0 | 0 | 0 | 0 | -0.050895 | 0
1992 | 272.8646 | 0 | 0 | 0 | 0 | 0 | 0 | 0.05481 | 0.003991
1992 | 272.875 | 0 | 0 | 0 | 0 | 0 | 0 | -0.003915 | 0.003991
1992 | 272.8854 | 0 | 0 | 0 | 0 | 0 | 0 | 0.00783 | -0.003991
1992 | 272.8958 | 0 | 0 | 0 | 0 | 0 | 0 | -0.011745 | 0.007982
1992 | 272.9062 | 0 | 0 | 0 | 0 | 0 | 0 | 0 | 0.003991
1992 | 272.9167 | 0 | 0 | 0 | 0 | 0 | 0 | -0.003915 | 0
1992 | 272.9271 | 0 | 0 | 0 | 0 | 0 | 0 | 0 | 0
1992 | 272.9375 | 0 | 0 | 0 | 0 | 0 | 0 | 0.003915 | 0.003991
1992 | 272.9479 | 0 | 0 | 0 | 0 | 0 | 0 | 0 | 0.003991
1992 | 272.9583 | 0 | 0 | 0 | 0 | 0 | 0 | 0.003915 | 0
1992 | 272.9687 | 0 | 0 | 0 | 0 | 0 | 0 | 0 | 0.007982
1992 | 272.9792 | 0 | 0 | 0 | 0 | 0 | 0 | 0 | 0
1992 | 272.9896 | 0 | 0 | 0 | 0 | 0 | 0 | -0.00783 | 0
1992 | 273 | 0 | 0 | 0 | 0 | 0 | 0 | 0.003915 | 0
1992 | 273.0104 | 0 | 0 | 0 | 0 | 0 | 0 | 0.003915 | 0
1992 | 273.0208 | 0 | 0 | 0 | 0 | 0 | 0 | -0.003915 | 0
1992 | 273.0312 | 0 | 0 | 0 | 0 | 0 | 0 | 0.003915 | 0.007982
1992 | 273.0417 | 0 | 0 | 0 | 0 | 0 | 0 | 0 | 0
1992 | 273.0521 | 0 | 0 | 0 | 0 | 0 | 0 | -0.00783 | 0
1992 | 273.0625 | 0.00783 | 0 | 0 | 0 | 0 | 0 | 0.003915 | 0
1992 | 273.0729 | 0 | 0 | 0 | 0 | 0 | 0 | 0.003915 | 0.003991
1992 | 273.0833 | 0 | 0 | 0 | 0 | 0 | 0 | 0 | 0
1992 | 273.0937 | 0 | 0 | 0 | 0 | 0 | 0 | 0.003915 | 0.003991
1992 | 273.1042 | 0 | 0 | 0 | 0 | 0 | 0 | -0.003915 | -0.003991
1992 | 273.1146 | 0 | 0 | 0 | 0 | 0 | 0 | 0 | 0
1992 | 273.125 | 0 | 0 | 0 | 0 | 0 | 0 | 0 | 0.007982
1992 | 273.1354 | 0.00783 | 0 | 0 | 0 | 0 | 0 | -0.003915 | -0.003991
1992 | 273.1458 | 0 | 0 | 0 | 0 | 0 | 0 | 0.003915 | 0
1992 | 273.1562 | 0 | 0 | 0 | 0 | 0 | 0 | -0.003915 | 0.003991
1992 | 273.1667 | 0 | 0 | 0 | 0 | 0 | 0 | -0.003915 | 0.003991
1992 | 273.1771 | 0.01566 | 0 | 0 | 0 | 0 | 0 | -0.003915 | 0.007982
1992 | 273.1875 | 0 | 0 | 0 | 0 | 0 | 0 | 0.003915 | -0.003991
1992 | 273.1979 | 0 | 0 | 0 | 0 | 0 | 0 | 0.00783 | 0.003991
1992 | 273.2083 | 0.00783 | 0 | 0 | 0 | 0 | 0 | -0.003915 | 0.003991
1992 | 273.2187 | 0 | 0 | 0 | 0 | 0 | 0 | 0.00783 | -0.003991
1992 | 273.2292 | 0 | 0 | 0 | 0 | 0 | 0 | -0.003915 | 0.003991
1992 | 273.2396 | 0 | 0 | 0 | 0 | 0 | 0 | 0.003915 | 0
1992 | 273.25 | 0 | 0 | 0 | 0 | 0 | 0 | 0.003915 | 0
1992 | 273.2604 | 0.00783 | 0 | 0 | 0 | 0 | 0 | 0 | 0.007982
1992 | 273.2708 | 0.00783 | 0 | 0 | 0 | 0 | 0 | 1.1369e-13 | -0.003991
1992 | 273.2812 | 0.01566 | 0 | 0 | 0 | 0 | 0 | -0.003915 | 0.007982
1992 | 273.2917 | 0.00783 | 0 | 0 | 0 | 0 | 0 | 0.003915 | 0
1992 | 273.3021 | 0.00783 | 0 | 0 | 0 | 0 | 0 | 0 | 0.003991
1992 | 273.3125 | 0.02349 | 0 | 0 | 0 | 0 | 0 | 0 | 0.007982
1992 | 273.3229 | 0 | 0 | 0 | 0 | 0 | 0 | 0 | 0.003991
1992 | 273.3333 | 0.00783 | 0 | 0 | 0 | 0 | 0 | -0.003915 | 0.007982
1992 | 273.3437 | 0 | 0 | 0 | 0 | 0 | 0 | -0.003915 | -0.007982
1992 | 273.3542 | 0.02349 | 0 | 0 | 0 | 0 | 0 | 0.003915 | 0.007982
1992 | 273.3646 | 0 | 0 | 0 | 0 | 0 | 0 | -0.035235 | -0.003991
1992 | 273.375 | 0 | 0 | 0 | 0 | 0 | 0 | 0.019575 | -0.011973
1992 | 273.3854 | 0 | 0.007982 | 0 | 0 | 0 | 0 | -0.035235 | 0.003991
1992 | 273.3958 | 0 | 0.007982 | 0 | 0 | 0 | 0 | 0.01566 | -0.003991
1992 | 273.4062 | 0 | 0.007982 | 0 | 0 | 0 | 0 | -0.066555 | 0
1992 | 273.4167 | 0.03132 | 0 | 0 | 0 | 0 | 0 | -0.73602 | 0
1992 | 273.4271 | 0 | 0.031928 | 0 | 0 | 0 | 0 | 0.06264 | 0.003991
1992 | 273.4375 | 0 | 0 | 0 | 0 | 0 | 0 | 0.74777 | 0
1992 | 273.4479 | 0 | 0 | 0 | 0 | 0 | 0 | -0.01566 | -0.003991
1992 | 273.4583 | 0 | 0.007982 | 0 | 0 | 0 | 0 | 0.07047 | 0
1992 | 273.4687 | 0.00783 | 0.007982 | 0 | 0 | 0 | 0 | -0.011745 | -0.007982
1992 | 273.4792 | 0 | 0 | 0 | 0 | 0 | 0 | 0.058725 | -5.6843e-14
1992 | 273.4896 | 0 | 0 | 0 | 0 | 0 | 0 | 0.01566 | 0.003991
1992 | 273.5 | 0 | 0 | 0 | 0 | 0 | 0 | 0.019575 | 0.011973
1992 | 273.5104 | 0 | 0 | 0 | 0 | 0 | 0 | 0.043065 | 0.003991
1992 | 273.5208 | 0 | 0 | 0 | 0 | 0 | 0 | 0.05481 | 0.007982
1992 | 273.5312 | 0 | 0 | 0 | 0 | 0 | 0 | -0.5481 | 0.019955
1992 | 273.5417 | 0 | 0 | 0 | 0 | 0 | 0 | -0.78692 | 0.019955
1992 | 273.5521 | 0 | 0 | 0 | 0 | 0 | 0 | 1.2724 | 0.023946
1992 | 273.5625 | 0 | 0.03991 | 0 | 0 | 0 | 0 | 0.019575 | -0.1317
1992 | 273.5729 | 0 | 0 | 0 | 0 | 0 | 0 | -0.5481 | 0.30332
1992 | 273.5833 | 0 | 0 | 0 | 0 | 0 | 0 | 0.50503 | -0.035919
1992 | 273.5937 | 0 | 0 | 0 | 0 | 0 | 0 | 0.10571 | -3.8872
1992 | 273.6042 | 0 | 0 | 0 | 0 | 0 | 0 | 0.043065 | 4.007
1992 | 273.6146 | 0 | 0 | 0 | 0 | 0 | 0 | 0.03132 | 0.007982
1992 | 273.625 | 0.00783 | 0 | 0 | 0 | 0 | 0 | -0.03132 | 0.019955
1992 | 273.6354 | 0.00783 | 0 | 0 | 0 | 0 | 0 | 0.019575 | 0.019955
1992 | 273.6458 | 0 | 0 | 0 | 0 | 0 | 0 | 0.027405 | 0.011973
1992 | 273.6562 | 0 | 0 | 0 | 0 | 0 | 0 | 0.019575 | 0.019955
1992 | 273.6667 | 0 | 0 | 0 | 0 | 0 | 0 | 0.05481 | 0.011973
1992 | 273.6771 | 0 | 0 | 0 | 0 | 0 | 0 | -0.011745 | 0.019955
1992 | 273.6875 | 0 | 0 | 0 | 0 | 0 | 0 | -0.02349 | 0.011973
1992 | 273.6979 | 0 | 0 | 0 | 0 | 0 | 0 | 0.074385 | 0.015964
1992 | 273.7083 | 0 | 0 | 0 | 0 | 0 | 0 | -0.01566 | 0.007982
1992 | 273.7187 | 0 | 0 | 0 | 0 | 0 | 0 | 0.00783 | 0.007982
1992 | 273.7292 | 0 | 0 | 0 | 0 | 0 | 0 | 0.011745 | 0.015964
1992 | 273.7396 | 0 | 0 | 0 | 0 | 0 | 0 | 0.027405 | 0
1992 | 273.75 | 0 | 0 | 0 | 0 | 0 | 0 | 0.050895 | 0.019955
1992 | 273.7604 | 0 | 0 | 0 | 0 | 0 | 0 | 0.03915 | 0.003991
1992 | 273.7708 | 0 | 0 | 0 | 0 | 0 | 0 | 0.03132 | 0.011973
1992 | 273.7812 | 0 | 0 | 0 | 0 | 0 | 0 | 0.01566 | 0.003991
1992 | 273.7917 | 0 | 0 | 0 | 0 | 0 | 0 | -0.00783 | 0.003991
1992 | 273.8021 | 0 | 0 | 0 | 0 | 0 | 0 | 0.011745 | 0
1992 | 273.8125 | 0 | 0 | 0 | 0 | 0 | 0 | 0.00783 | 0.003991
1992 | 273.8229 | 0 | 0 | 0 | 0 | 0 | 0 | -0.003915 | 0.003991
1992 | 273.8333 | 0 | 0 | 0 | 0 | 0 | 0 | 0.00783 | 0
1992 | 273.8437 | 0 | 0 | 0 | 0 | 0 | 0 | 0.003915 | 0.003991
1992 | 273.8542 | 0.00783 | 0 | 0 | 0 | 0 | 0 | -0.00783 | 0.007982
1992 | 273.8646 | 0 | 0 | 0 | 0 | 0 | 0 | 0.011745 | -0.007982
1992 | 273.875 | 0.00783 | 0 | 0 | 0 | 0 | 0 | 0 | 0.003991
1992 | 273.8854 | 0.01566 | 0 | 0 | 0 | 0 | 0 | 0.003915 | 0.003991
1992 | 273.8958 | 0.01566 | 0 | 0 | 0 | 0 | 0 | 0.003915 | 0.003991
1992 | 273.9062 | 0.00783 | 0 | 0 | 0 | 0 | 0 | -0.019575 | 0
1992 | 273.9167 | 0 | 0 | 0 | 0 | 0 | 0 | -0.00783 | 0.003991
1992 | 273.9271 | 0 | 0 | 0 | 0 | 0 | 0 | -0.003915 | 0
1992 | 273.9375 | 0 | 0 | 0 | 0 | 0 | 0 | -0.011745 | 0.007982
1992 | 273.9479 | 0 | 0 | 0 | 0 | 0 | 0 | 0.035235 | 0.007982
1992 | 273.9583 | 0 | 0 | 0 | 0 | 0 | 0 | 0 | -0.003991
1992 | 273.9687 | 0 | 0 | 0 | 0 | 0 | 0 | -0.011745 | 0.003991
1992 | 273.9792 | 0 | 0 | 0 | 0 | 0 | 0 | 0.011745 | 0.003991
1992 | 273.9896 | 0.00783 | 0 | 0 | 0 | 0 | 0 | -0.00783 | 0.003991
1992 | 274 | 0 | 0 | 0 | 0 | 0 | 0 | 0 | 0
1992 | 274.0104 | 0.00783 | 0 | 0 | 0 | 0 | 0 | -0.003915 | -0.003991
1992 | 274.0208 | 0 | 0 | 0 | 0 | 0 | 0 | 0.003915 | 0.007982
1992 | 274.0312 | 0 | 0 | 0 | 0 | 0 | 0 | 0 | 0
1992 | 274.0417 | 0 | 0 | 0 | 0 | 0 | 0 | 0 | -0.003991
1992 | 274.0521 | 0 | 0 | 0 | 0 | 0 | 0 | 0.00783 | 0.003991
1992 | 274.0625 | 0 | 0 | 0 | 0 | 0 | 0 | 0 | 0.003991
1992 | 274.0729 | 0 | 0 | 0 | 0 | 0 | 0 | 0.003915 | 0.003991
1992 | 274.0833 | 0 | 0 | 0 | 0 | 0 | 0 | -0.003915 | 0.003991
1992 | 274.0937 | 0 | 0 | 0 | 0 | 0 | 0 | 0 | -0.007982
1992 | 274.1042 | 0 | 0 | 0 | 0 | 0 | 0 | -0.00783 | 0.007982
1992 | 274.1146 | 0.01566 | 0 | 0 | 0 | 0 | 0 | 0.003915 | 0.003991
1992 | 274.125 | 0 | 0 | 0 | 0 | 0 | 0 | 0 | -0.003991
1992 | 274.1354 | 0 | 0 | 0 | 0 | 0 | 0 | 0 | 0
1992 | 274.1458 | 0 | 0 | 0 | 0 | 0 | 0 | -0.00783 | 0
1992 | 274.1562 | 0 | 0 | 0 | 0 | 0 | 0 | 0.011745 | 0.003991
1992 | 274.1667 | 0.01566 | 0 | 0 | 0 | 0 | 0 | 1.1369e-13 | 0
1992 | 274.1771 | 0.01566 | 0 | 0 | 0 | 0 | 0 | -0.003915 | 0.003991
1992 | 274.1875 | 0 | 0 | 0 | 0 | 0 | 0 | 0 | 0
1992 | 274.1979 | 0 | 0 | 0 | 0 | 0 | 0 | 0.00783 | 0
1992 | 274.2083 | 0.01566 | 0 | 0 | 0 | 0 | 0 | 0.003915 | 0
1992 | 274.2187 | 0 | 0 | 0 | 0 | 0 | 0 | 0.011745 | 0.011973
1992 | 274.2292 | 0 | 0 | 0 | 0 | 0 | 0 | 0.00783 | -0.003991
1992 | 274.2396 | 0 | 0 | 0 | 0 | 0 | 0 | -0.027405 | 0.007982
1992 | 274.25 | 0.00783 | 0 | 0 | 0 | 0 | 0 | -0.00783 | 0.003991
1992 | 274.2604 | 0 | 0 | 0 | 0 | 0 | 0 | -0.01566 | 0.003991
1992 | 274.2708 | 0 | 0 | 0 | 0 | 0 | 0 | 0.003915 | 0.011973
1992 | 274.2812 | 0 | 0 | 0 | 0 | 0 | 0 | -0.011745 | -0.003991
1992 | 274.2917 | 0 | 0 | 0 | 0 | 0 | 0 | 0.00783 | 0
1992 | 274.3021 | 0 | 0 | 0 | 0 | 0 | 0 | 0.003915 | 0.003991
1992 | 274.3125 | 0 | 0 | 0 | 0 | 0 | 0 | 0.003915 | 0
1992 | 274.3229 | 0 | 0 | 0 | 0 | 0 | 0 | 0.00783 | 0
1992 | 274.3333 | 0.02349 | 0 | 0 | 0 | 0 | 0 | 0 | 0.003991
1992 | 274.3437 | 0.00783 | 0 | 0 | 0 | 0 | 0 | 0 | -0.003991
1992 | 274.3542 | 0.05481 | 0 | 0 | 0 | 0 | 0 | 1.1369e-13 | 0.003991
1992 | 274.3646 | 0.00783 | 0.015964 | 0 | 0 | 0 | 0 | 0 | 0
1992 | 274.375 | 0 | 0.007982 | 0 | 0 | 0 | 0 | 0.011745 | 0.003991
1992 | 274.3854 | 0 | 0 | 0 | 0 | 0 | 0 | 0.03915 | -0.007982
1992 | 274.3958 | 0 | 0.007982 | 0 | 0 | 0 | 0 | 0.05481 | -0.003991
1992 | 274.4062 | 0 | 0.007982 | 0 | 0 | 0 | 0 | 0.011745 | 0
1992 | 274.4167 | 0 | 0.015964 | 0 | 0 | 0 | 0 | 0.01566 | 0
1992 | 274.4271 | 0 | 0.007982 | 0 | 0 | 0 | 0 | 0.050895 | -0.003991
1992 | 274.4375 | 0 | 0.015964 | 0 | 0 | 0 | 0 | 0.027405 | 0.003991
1992 | 274.4479 | 0 | 0.007982 | 0 | 0 | 0 | 0 | 0.02349 | 0
1992 | 274.4583 | 0 | 0.015964 | 0 | 0 | 0 | 0 | 0.03132 | -0.003991
1992 | 274.4687 | 0 | 0 | 0 | 0 | 0 | 0 | 0.02349 | 0
1992 | 274.4792 | 0 | 0 | 0 | 0 | 0 | 0 | 0.02349 | -0.003991
1992 | 274.4896 | 0 | 0 | 0 | 0 | 0 | 0 | 0.02349 | -0.003991
1992 | 274.5 | 0 | 0 | 0 | 0 | 0 | 0 | 0.03132 | 0.003991
1992 | 274.5104 | 0 | 0 | 0 | 0 | 0 | 0 | 0.02349 | 0.011973
1992 | 274.5208 | 0 | 0 | 0 | 0 | 0 | 0 | 0.00783 | 0.007982
1992 | 274.5312 | 0 | 0 | 0 | 0 | 0 | 0 | 0.011745 | 0.007982
1992 | 274.5417 | 0 | 0 | 0 | 0 | 0 | 0 | 0.003915 | 0.019955
1992 | 274.5521 | 0 | 0 | 0 | 0 | 0 | 0 | 0.050895 | 0.03991
1992 | 274.5625 | 0 | 0 | 0 | 0 | 0 | 0 | -0.019575 | 0.015964
1992 | 274.5729 | 0 | 0 | 0 | 0 | 0 | 0 | 0.05481 | 0.011973
1992 | 274.5833 | 0 | 0 | 0 | 0 | 0 | 0 | -0.043065 | 0.023946
1992 | 274.5937 | 0 | 0 | 0 | 0 | 0 | 0 | 0.074385 | 0.019955
1992 | 274.6042 | 0 | 0 | 0 | 0 | 0 | 0 | -0.01566 | 0.03991
1992 | 274.6146 | 0 | 0 | 0 | 0 | 0 | 0 | 0.003915 | 0.003991
1992 | 274.625 | 0 | 0 | 0 | 0 | 0 | 0 | 0.01566 | 0.023946
1992 | 274.6354 | 0 | 0 | 0 | 0 | 0 | 0 | 0.050895 | 0.015964
1992 | 274.6458 | 0 | 0 | 0 | 0 | 0 | 0 | -0.00783 | 0.027937
1992 | 274.6562 | 0 | 0 | 0 | 0 | 0 | 0 | 0.027405 | 0.019955
1992 | 274.6667 | 0 | 0 | 0 | 0 | 0 | 0 | 0.011745 | -0.003991
1992 | 274.6771 | 0 | 0 | 0 | 0 | 0 | 0 | 0.003915 | 0.027937
1992 | 274.6875 | 0 | 0 | 0 | 0 | 0 | 0 | 0.03132 | 0.031928
1992 | 274.6979 | 0 | 0 | 0 | 0 | 0 | 0 | 0.019575 | 0.023946
1992 | 274.7083 | 0 | 0 | 0 | 0 | 0 | 0 | 0 | 0.019955
1992 | 274.7187 | 0 | 0 | 0 | 0 | 0 | 0 | 0.01566 | 0
1992 | 274.7292 | 0 | 0 | 0 | 0 | 0 | 0 | 0.003915 | 0.019955
1992 | 274.7396 | 0 | 0 | 0 | 0 | 0 | 0 | 0.00783 | 0.011973
1992 | 274.75 | 0 | 0 | 0 | 0 | 0 | 0 | -0.00783 | 0.019955
1992 | 274.7604 | 0 | 0 | 0 | 0 | 0 | 0 | 0 | -0.003991
1992 | 274.7708 | 0 | 0 | 0 | 0 | 0 | 0 | 0.003915 | 0.019955
1992 | 274.7812 | 0 | 0 | 0 | 0 | 0 | 0 | -0.003915 | 0.003991
1992 | 274.7917 | 0 | 0 | 0 | 0 | 0 | 0 | -0.003915 | 0.007982
1992 | 274.8021 | 0 | 0 | 0 | 0 | 0 | 0 | 0.00783 | 0.007982
1992 | 274.8125 | 0 | 0 | 0 | 0 | 0 | 0 | 0.003915 | 0.007982
1992 | 274.8229 | 0.01566 | 0 | 0 | 0 | 0 | 0 | 0.00783 | 0
1992 | 274.8333 | 0 | 0 | 0 | 0 | 0 | 0 | 0.011745 | 0.003991
1992 | 274.8437 | 0.01566 | 0 | 0 | 0 | 0 | 0 | 1.1369e-13 | 0.003991
1992 | 274.8542 | 0 | 0 | 0 | 0 | 0 | 0 | 0.003915 | 0.007982
1992 | 274.8646 | 0 | 0 | 0 | 0 | 0 | 0 | -0.003915 | 0.007982
1992 | 274.875 | 0.01566 | 0 | 0 | 0 | 0 | 0 | -0.003915 | 0.003991
1992 | 274.8854 | 0 | 0 | 0 | 0 | 0 | 0 | 0.01566 | -0.003991
1992 | 274.8958 | 0 | 0 | 0 | 0 | 0 | 0 | 0.003915 | 0
1992 | 274.9062 | 0 | 0 | 0 | 0 | 0 | 0 | 0.003915 | 0.007982
1992 | 274.9167 | 0 | 0 | 0 | 0 | 0 | 0 | -0.01566 | 0
1992 | 274.9271 | 0 | 0 | 0 | 0 | 0 | 0 | 0.00783 | 0.003991
1992 | 274.9375 | 0 | 0 | 0 | 0 | 0 | 0 | -0.00783 | 0.007982
1992 | 274.9479 | 0 | 0 | 0 | 0 | 0 | 0 | 0.003915 | 0
1992 | 274.9583 | 0 | 0 | 0 | 0 | 0 | 0 | -0.011745 | 0.003991
1992 | 274.9687 | 0 | 0 | 0 | 0 | 0 | 0 | -0.003915 | 0
1992 | 274.9792 | 0 | 0 | 0 | 0 | 0 | 0 | 0 | 0.011973
1992 | 274.9896 | 0 | 0 | 0 | 0 | 0 | 0 | 0 | 0
1992 | 275 | 0.01566 | 0 | 0 | 0 | 0 | 0 | -0.003915 | 0.003991
1992 | 275.0104 | 0 | 0 | 0 | 0 | 0 | 0 | -0.003915 | -0.003991
1992 | 275.0208 | 0 | 0 | 0 | 0 | 0 | 0 | 0.011745 | 0.003991
1992 | 275.0312 | 0 | 0 | 0 | 0 | 0 | 0 | -0.003915 | 0
1992 | 275.0417 | 0.01566 | 0 | 0 | 0 | 0 | 0 | -0.003915 | 0.003991
1992 | 275.0521 | 0 | 0 | 0 | 0 | 0 | 0 | 0.01566 | 0.007982
1992 | 275.0625 | 0 | 0 | 0 | 0 | 0 | 0 | -0.003915 | -0.003991
1992 | 275.0729 | 0.01566 | 0 | 0 | 0 | 0 | 0 | 0 | 0.011973
1992 | 275.0833 | 0 | 0 | 0 | 0 | 0 | 0 | 0.011745 | 0.003991
1992 | 275.0937 | 0.01566 | 0 | 0 | 0 | 0 | 0 | -0.011745 | 0
1992 | 275.1042 | 0.01566 | 0 | 0 | 0 | 0 | 0 | -0.011745 | 0
1992 | 275.1146 | 0.04698 | 0 | 0 | 0 | 0 | 0 | 0.003915 | 0.015964
1992 | 275.125 | 0.06264 | 0 | 0 | 0 | 0 | 0 | 0.01566 | 0
1992 | 275.1354 | 0 | 0 | 0 | 0 | 0 | 0 | 0.05481 | 0
1992 | 275.1458 | 0 | 0 | 0 | 0 | 0 | 0 | 0.003915 | -0.003991
1992 | 275.1562 | 0 | 0 | 0 | 0 | 0 | 0 | 0.035235 | 0
1992 | 275.1667 | 0 | 0 | 0 | 0 | 0 | 0 | 0.00783 | 0.007982
1992 | 275.1771 | 0 | 0 | 0 | 0 | 0 | 0 | -0.00783 | -0.003991
1992 | 275.1875 | 0.01566 | 0 | 0 | 0 | 0 | 0 | 0.003915 | 0.003991
1992 | 275.1979 | 0 | 0 | 0 | 0 | 0 | 0 | 0.011745 | 0.003991
1992 | 275.2083 | 0 | 0 | 0 | 0 | 0 | 0 | 0 | 0.007982
1992 | 275.2187 | 0 | 0 | 0 | 0 | 0 | 0 | 0.00783 | 0
1992 | 275.2292 | 0.03915 | 0 | 0 | 0 | 0 | 0 | -0.00783 | 0.003991
1992 | 275.2396 | 0 | 0 | 0 | 0 | 0 | 0 | 0.003915 | 0.007982
1992 | 275.25 | 0 | 0 | 0 | 0 | 0 | 0 | 0.011745 | 0.003991
1992 | 275.2604 | 0 | 0 | 0 | 0 | 0 | 0 | -0.01566 | 0.003991
1992 | 275.2708 | 0 | 0 | 0 | 0 | 0 | 0 | 0.00783 | 0.003991
1992 | 275.2812 | 0 | 0 | 0 | 0 | 0 | 0 | 0 | -0.003991
1992 | 275.2917 | 0 | 0 | 0 | 0 | 0 | 0 | 0 | 0.007982
1992 | 275.3021 | 0.00783 | 0 | 0 | 0 | 0 | 0 | 1.1369e-13 | 0.003991
1992 | 275.3125 | 0 | 0 | 0 | 0 | 0 | 0 | 0.00783 | -0.003991
1992 | 275.3229 | 0 | 0 | 0 | 0 | 0 | 0 | 0.00783 | 0
1992 | 275.3333 | 0 | 0 | 0 | 0 | 0 | 0 | 0.00783 | 0
1992 | 275.3437 | 0 | 0 | 0 | 0 | 0 | 0 | 0.02349 | -0.003991
1992 | 275.3542 | 0 | 0.015964 | 0 | 0 | 0 | 0 | -0.011745 | 0
1992 | 275.3646 | 0.03132 | 0 | 0 | 0 | 0 | 0 | -0.003915 | -0.003991
1992 | 275.375 | 0.06264 | 0.007982 | 0 | 0 | 0 | 0 | -0.00783 | 0.003991
1992 | 275.3854 | 0 | 0.007982 | 0 | 0 | 0 | 0 | 0.035235 | 0.003991
1992 | 275.3958 | 0 | 0 | 0 | 0 | 0 | 0 | 0.00783 | -0.003991
1992 | 275.4062 | 0 | 0.007982 | 0 | 0 | 0 | 0 | -0.003915 | 0
1992 | 275.4167 | 0 | 0.007982 | 0 | 0 | 0 | 0 | 0.03915 | 0
1992 | 275.4271 | 0 | 0.015964 | 0 | 0 | 0 | 0 | 0.027405 | 0
1992 | 275.4375 | 0 | 0.007982 | 0 | 0 | 0 | 0 | 0.027405 | 0
1992 | 275.4479 | 0 | 0.007982 | 0 | 0 | 0 | 0 | 0.03132 | 5.6843e-14
1992 | 275.4583 | 0 | 0.015964 | 0 | 0 | 0 | 0 | 0.003915 | -5.6843e-14
1992 | 275.4687 | 0 | 0 | 0 | 0 | 0 | 0 | 0.011745 | -0.003991
1992 | 275.4792 | 0 | 0 | 0 | 0 | 0 | 0 | 0.035235 | -0.003991
1992 | 275.4896 | 0 | 0 | 0 | 0 | 0 | 0 | 0.027405 | 0
1992 | 275.5 | 0 | 0 | 0 | 0 | 0 | 0 | 0.035235 | 0.003991
1992 | 275.5104 | 0 | 0 | 0 | 0 | 0 | 0 | 0.011745 | 0
1992 | 275.5208 | 0 | 0 | 0 | 0 | 0 | 0 | 0.011745 | 0.015964
1992 | 275.5312 | 0 | 0 | 0 | 0 | 0 | 0 | 0.035235 | 0.007982
1992 | 275.5417 | 0 | 0 | 0 | 0 | 0 | 0 | -0.02349 | 0.015964
1992 | 275.5521 | 0 | 0 | 0 | 0 | 0 | 0 | 0.05481 | 0.023946
1992 | 275.5625 | 0 | 0 | 0 | 0 | 0 | 0 | 0.003915 | 0.023946
1992 | 275.5729 | 0 | 0 | 0 | 0 | 0 | 0 | 0.011745 | 0.023946
1992 | 275.5833 | 0 | 0 | 0 | 0 | 0 | 0 | 0.02349 | 0.011973
1992 | 275.5937 | 0 | 0 | 0 | 0 | 0 | 0 | 0.01566 | 0.031928
1992 | 275.6042 | 0 | 0 | 0 | 0 | 0 | 0 | 0.03132 | 0.015964
1992 | 275.6146 | 0 | 0 | 0 | 0 | 0 | 0 | -0.019575 | 0.027937
1992 | 275.625 | 0 | 0 | 0 | 0 | 0 | 0 | 0.035235 | 0.015964
1992 | 275.6354 | 0 | 0 | 0 | 0 | 0 | 0 | -0.003915 | 0.023946
1992 | 275.6458 | 0 | 0 | 0 | 0 | 0 | 0 | 0.043065 | 0.019955
1992 | 275.6562 | 0 | 0 | 0 | 0 | 0 | 0 | 0.00783 | 0.019955
1992 | 275.6667 | 0 | 0 | 0 | 0 | 0 | 0 | -0.003915 | 0.015964
1992 | 275.6771 | 0 | 0 | 0 | 0 | 0 | 0 | 0.04698 | 0.011973
1992 | 275.6875 | 0 | 0 | 0 | 0 | 0 | 0 | 0.00783 | 0.019955
1992 | 275.6979 | 0 | 0 | 0 | 0 | 0 | 0 | -0.019575 | 0.015964
1992 | 275.7083 | 0 | 0 | 0 | 0 | 0 | 0 | 0.035235 | 0.019955
1992 | 275.7187 | 0 | 0 | 0 | 0 | 0 | 0 | -0.00783 | 0.015964
1992 | 275.7292 | 0 | 0 | 0 | 0 | 0 | 0 | 0.00783 | 0.019955
1992 | 275.7396 | 0 | 0 | 0 | 0 | 0 | 0 | -0.00783 | 0.007982
1992 | 275.75 | 0 | 0 | 0 | 0 | 0 | 0 | 0.011745 | 0.007982
1992 | 275.7604 | 0 | 0 | 0 | 0 | 0 | 0 | 0.00783 | 0.007982
1992 | 275.7708 | 0 | 0 | 0 | 0 | 0 | 0 | 0.011745 | 0.011973
1992 | 275.7812 | 0 | 0 | 0 | 0 | 0 | 0 | 0.00783 | 0.007982
1992 | 275.7917 | 0 | 0 | 0 | 0 | 0 | 0 | -0.00783 | 0.007982
1992 | 275.8021 | 0 | 0 | 0 | 0 | 0 | 0 | 0.003915 | 0.015964
1992 | 275.8125 | 0 | 0 | 0 | 0 | 0 | 0 | 0 | 0.003991
1992 | 275.8229 | 0.01566 | 0 | 0 | 0 | 0 | 0 | -0.00783 | 0.007982
1992 | 275.8333 | 0 | 0 | 0 | 0 | 0 | 0 | 0.003915 | 0.003991
1992 | 275.8437 | 0 | 0 | 0 | 0 | 0 | 0 | 0 | -0.003991
1992 | 275.8542 | 0 | 0 | 0 | 0 | 0 | 0 | 0.00783 | 0.011973
1992 | 275.8646 | 0 | 0 | 0 | 0 | 0 | 0 | -0.00783 | 0.003991
1992 | 275.875 | 0 | 0 | 0 | 0 | 0 | 0 | 0.00783 | 0.003991
1992 | 275.8854 | 0.00783 | 0 | 0 | 0 | 0 | 0 | -0.003915 | -0.003991
1992 | 275.8958 | 0 | 0 | 0 | 0 | 0 | 0 | 0.003915 | 0.003991
1992 | 275.9062 | 0 | 0 | 0 | 0 | 0 | 0 | 0.00783 | 0.003991
1992 | 275.9167 | 0 | 0 | 0 | 0 | 0 | 0 | -0.011745 | 0.003991
1992 | 275.9271 | 0.00783 | 0 | 0 | 0 | 0 | 0 | 0.00783 | 0
1992 | 275.9375 | 0 | 0 | 0 | 0 | 0 | 0 | -0.00783 | 0.003991
1992 | 275.9479 | 0 | 0 | 0 | 0 | 0 | 0 | 0.003915 | 0.003991
1992 | 275.9583 | 0.02349 | 0 | 0 | 0 | 0 | 0 | -0.00783 | 0.003991
1992 | 275.9687 | 0 | 0 | 0 | 0 | 0 | 0 | 0.027405 | 0
1992 | 275.9792 | 0.02349 | 0 | 0 | 0 | 0 | 0 | 0 | 0.003991
1992 | 275.9896 | 0.02349 | 0 | 0 | 0 | 0 | 0 | 1.1369e-13 | 0.007982
1992 | 276 | 0 | 0 | 0 | 0 | 0 | 0 | -0.00783 | 0.003991
1992 | 276.0104 | 0 | 0 | 0 | 0 | 0 | 0 | 0 | 0
1992 | 276.0208 | 0 | 0 | 0 | 0 | 0 | 0 | 0.003915 | 0.007982
1992 | 276.0312 | 0 | 0 | 0 | 0 | 0 | 0 | -0.003915 | 0.003991
1992 | 276.0417 | 0.01566 | 0 | 0 | 0 | 0 | 0 | -0.011745 | 0.003991
1992 | 276.0521 | 0 | 0 | 0 | 0 | 0 | 0 | 0.01566 | -0.003991
1992 | 276.0625 | 0 | 0 | 0 | 0 | 0 | 0 | -0.003915 | 0
1992 | 276.0729 | 0.00783 | 0 | 0 | 0 | 0 | 0 | 0.003915 | 0.011973
1992 | 276.0833 | 0 | 0 | 0 | 0 | 0 | 0 | -0.003915 | 0
1992 | 276.0937 | 0.01566 | 0 | 0 | 0 | 0 | 0 | 0 | 0.003991
1992 | 276.1042 | 0 | 0 | 0 | 0 | 0 | 0 | 0 | 0
1992 | 276.1146 | 0.01566 | 0 | 0 | 0 | 0 | 0 | 0.00783 | 0.011973
1992 | 276.125 | 0 | 0 | 0 | 0 | 0 | 0 | -0.003915 | -0.003991
1992 | 276.1354 | 0 | 0 | 0 | 0 | 0 | 0 | -0.011745 | 0.003991
1992 | 276.1458 | 0 | 0 | 0 | 0 | 0 | 0 | 0.011745 | 0
1992 | 276.1562 | 0 | 0 | 0 | 0 | 0 | 0 | -0.019575 | 0.003991
1992 | 276.1667 | 0.02349 | 0 | 0 | 0 | 0 | 0 | 0 | 0.007982
1992 | 276.1771 | 0.02349 | 0 | 0 | 0 | 0 | 0 | -0.00783 | 0.007982
1992 | 276.1875 | 0 | 0 | 0 | 0 | 0 | 0 | 0.03132 | 0.003991
1992 | 276.1979 | 0 | 0 | 0 | 0 | 0 | 0 | 0.01566 | -0.011973
1992 | 276.2083 | 0 | 0 | 0 | 0 | 0 | 0 | 0.003915 | 0.007982
1992 | 276.2187 | 0 | 0 | 0 | 0 | 0 | 0 | 0.01566 | 0.003991
1992 | 276.2292 | 0 | 0 | 0 | 0 | 0 | 0 | -0.00783 | 0
1992 | 276.2396 | 0 | 0 | 0 | 0 | 0 | 0 | 0 | 0
1992 | 276.25 | 0 | 0 | 0 | 0 | 0 | 0 | -0.003915 | 0.007982
1992 | 276.2604 | 0.01566 | 0 | 0 | 0 | 0 | 0 | 0 | 0
1992 | 276.2708 | 0.02349 | 0 | 0 | 0 | 0 | 0 | -0.027405 | 0.007982
1992 | 276.2812 | 0 | 0 | 0 | 0 | 0 | 0 | -0.00783 | 0.003991
1992 | 276.2917 | 0 | 0 | 0 | 0 | 0 | 0 | 0.03915 | 0
1992 | 276.3021 | 0 | 0 | 0 | 0 | 0 | 0 | 0 | 0.011973
1992 | 276.3125 | 0 | 0 | 0 | 0 | 0 | 0 | 0.003915 | -0.007982
1992 | 276.3229 | 0 | 0 | 0 | 0 | 0 | 0 | 0.003915 | -0.007982
1992 | 276.3333 | 0 | 0 | 0 | 0 | 0 | 0 | -0.003915 | 0.003991
1992 | 276.3437 | 0.00783 | 0 | 0 | 0 | 0 | 0 | 0 | 0
1992 | 276.3542 | 0.02349 | 0 | 0 | 0 | 0 | 0 | -0.003915 | 0
1992 | 276.3646 | 0.03132 | 0.007982 | 0 | 0 | 0 | 0 | -0.003915 | 0
1992 | 276.375 | 0 | 0.015964 | 0 | 0 | 0 | 0 | 0.003915 | 0
1992 | 276.3854 | 0 | 0.007982 | 0 | 0 | 0 | 0 | -0.003915 | 0.003991
1992 | 276.3958 | 0 | 0 | 0 | 0 | 0 | 0 | -0.00783 | -0.007982
1992 | 276.4062 | 0 | 0 | 0 | 0 | 0 | 0 | 0.019575 | 0.003991
1992 | 276.4167 | 0 | 0.015964 | 0 | 0 | 0 | 0 | 0.011745 | -0.003991
1992 | 276.4271 | 0 | 0 | 0 | 0 | 0 | 0 | 0.01566 | -0.003991
1992 | 276.4375 | 0 | 0.015964 | 0 | 0 | 0 | 0 | -0.003915 | 5.6843e-14
1992 | 276.4479 | 0 | 0 | 0 | 0 | 0 | 0 | 0.074385 | 0.003991
1992 | 276.4583 | 0 | 0.015964 | 0 | 0 | 0 | 0 | 0.03132 | -0.003991
1992 | 276.4687 | 0 | 0.007982 | 0 | 0 | 0 | 0 | -0.01566 | 0
1992 | 276.4792 | 0 | 0 | 0 | 0 | 0 | 0 | 0.03132 | -0.003991
1992 | 276.4896 | 0 | 0 | 0 | 0 | 0 | 0 | 0.03915 | 0
1992 | 276.5 | 0 | 0 | 0 | 0 | 0 | 0 | 0.043065 | -0.007982
1992 | 276.5104 | 0 | 0 | 0 | 0 | 0 | 0 | 0.01566 | 0.007982
1992 | 276.5208 | 0 | 0 | 0 | 0 | 0 | 0 | 0.03915 | 0.015964
1992 | 276.5312 | 0 | 0 | 0 | 0 | 0 | 0 | 0.01566 | 0.011973
1992 | 276.5417 | 0 | 0 | 0 | 0 | 0 | 0 | 0.01566 | 0.007982
1992 | 276.5521 | 0 | 0 | 0 | 0 | 0 | 0 | 0.01566 | 0.019955
1992 | 276.5625 | 0 | 0 | 0 | 0 | 0 | 0 | 0.02349 | 0.023946
1992 | 276.5729 | 0 | 0 | 0 | 0 | 0 | 0 | 0.011745 | 0.031928
1992 | 276.5833 | 0 | 0 | 0 | 0 | 0 | 0 | 0.01566 | 0.011973
1992 | 276.5937 | 0 | 0 | 0 | 0 | 0 | 0 | 0.019575 | 0.031928
1992 | 276.6042 | 0 | 0 | 0 | 0 | 0 | 0 | 0.035235 | 0.031928
1992 | 276.6146 | 0 | 0 | 0 | 0 | 0 | 0 | -0.01566 | 0.007982
1992 | 276.625 | 0 | 0 | 0 | 0 | 0 | 0 | 0.00783 | 0.019955
1992 | 276.6354 | 0 | 0 | 0 | 0 | 0 | 0 | 0.03915 | 0.015964
1992 | 276.6458 | 0 | 0 | 0 | 0 | 0 | 0 | -0.02349 | 0.027937
1992 | 276.6562 | 0 | 0 | 0 | 0 | 0 | 0 | -0.003915 | 0.011973
1992 | 276.6667 | 0 | 0 | 0 | 0 | 0 | 0 | 0.03915 | 0.019955
1992 | 276.6771 | 0 | 0 | 0 | 0 | 0 | 0 | -0.003915 | 0.015964
1992 | 276.6875 | 0 | 0 | 0 | 0 | 0 | 0 | 0.04698 | 0.019955
1992 | 276.6979 | 0 | 0 | 0 | 0 | 0 | 0 | 0 | 0.023946
1992 | 276.7083 | 0 | 0 | 0 | 0 | 0 | 0 | -0.011745 | 0.007982
1992 | 276.7187 | 0 | 0 | 0 | 0 | 0 | 0 | 0.03132 | 0.023946
1992 | 276.7292 | 0 | 0 | 0 | 0 | 0 | 0 | 0.011745 | 0.015964
1992 | 276.7396 | 0 | 0 | 0 | 0 | 0 | 0 | -0.003915 | 0.015964
1992 | 276.75 | 0 | 0 | 0 | 0 | 0 | 0 | 0.019575 | 0.003991
1992 | 276.7604 | 0 | 0 | 0 | 0 | 0 | 0 | 0 | 0.015964
1992 | 276.7708 | 0 | 0 | 0 | 0 | 0 | 0 | 0.019575 | 0.003991
1992 | 276.7812 | 0 | 0 | 0 | 0 | 0 | 0 | -0.011745 | 0.011973
1992 | 276.7917 | 0 | 0 | 0 | 0 | 0 | 0 | 0.003915 | 0.007982
1992 | 276.8021 | 0 | 0 | 0 | 0 | 0 | 0 | -0.003915 | 0.011973
1992 | 276.8125 | 0 | 0 | 0 | 0 | 0 | 0 | -0.00783 | 0.003991
1992 | 276.8229 | 0 | 0 | 0 | 0 | 0 | 0 | 0.01566 | 0.011973
1992 | 276.8333 | 0 | 0 | 0 | 0 | 0 | 0 | 0.003915 | 0
1992 | 276.8437 | 0 | 0 | 0 | 0 | 0 | 0 | -0.00783 | 0.003991
1992 | 276.8542 | 0 | 0 | 0 | 0 | 0 | 0 | 0.003915 | 0
1992 | 276.8646 | 0 | 0 | 0 | 0 | 0 | 0 | -0.00783 | 0.015964
1992 | 276.875 | 0 | 0 | 0 | 0 | 0 | 0 | 0.00783 | 0
1992 | 276.8854 | 0 | 0 | 0 | 0 | 0 | 0 | -0.00783 | 0
1992 | 276.8958 | 0.00783 | 0 | 0 | 0 | 0 | 0 | 0 | 0
1992 | 276.9062 | 0.00783 | 0 | 0 | 0 | 0 | 0 | 0.003915 | 0.011973
1992 | 276.9167 | 0.02349 | 0 | 0 | 0 | 0 | 0 | 0.011745 | 0.007982
1992 | 276.9271 | 0.01566 | 0 | 0 | 0 | 0 | 0 | 0 | 0.003991
1992 | 276.9375 | 0.01566 | 0 | 0 | 0 | 0 | 0 | 0.00783 | 0
1992 | 276.9479 | 0 | 0 | 0 | 0 | 0 | 0 | -0.003915 | 0
1992 | 276.9583 | 0 | 0 | 0 | 0 | 0 | 0 | 0.02349 | 0
1992 | 276.9687 | 0 | 0 | 0 | 0 | 0 | 0 | 0 | 0
1992 | 276.9792 | 0 | 0 | 0 | 0 | 0 | 0 | -0.003915 | 0.007982
1992 | 276.9896 | 0 | 0 | 0 | 0 | 0 | 0 | -0.003915 | 0
1992 | 277 | 0 | 0 | 0 | 0 | 0 | 0 | 0 | 0.007982
1992 | 277.0104 | 0 | 0 | 0 | 0 | 0 | 0 | 0 | 0
1992 | 277.0208 | 0.00783 | 0 | 0 | 0 | 0 | 0 | -0.003915 | 0.007982
1992 | 277.0312 | 0 | 0 | 0 | 0 | 0 | 0 | 0.003915 | 0
1992 | 277.0417 | 0 | 0 | 0 | 0 | 0 | 0 | -0.00783 | 0
1992 | 277.0521 | 0 | 0 | 0 | 0 | 0 | 0 | -0.019575 | 0.003991
1992 | 277.0625 | 0 | 0 | 0 | 0 | 0 | 0 | 0.011745 | 0
1992 | 277.0729 | 0.01566 | 0 | 0 | 0 | 0 | 0 | 0 | 0.003991
1992 | 277.0833 | 0 | 0 | 0 | 0 | 0 | 0 | -0.003915 | 0
1992 | 277.0937 | 0 | 0 | 0 | 0 | 0 | 0 | 0 | 0.007982
1992 | 277.1042 | 0.01566 | 0 | 0 | 0 | 0 | 0 | 0 | 0.003991
1992 | 277.1146 | 0 | 0 | 0 | 0 | 0 | 0 | 0.003915 | 0
1992 | 277.125 | 0.01566 | 0 | 0 | 0 | 0 | 0 | 0 | 0
1992 | 277.1354 | 0 | 0 | 0 | 0 | 0 | 0 | 0 | 0.003991
1992 | 277.1458 | 0 | 0 | 0 | 0 | 0 | 0 | 0.00783 | 0
1992 | 277.1562 | 0 | 0 | 0 | 0 | 0 | 0 | 0.011745 | 0.003991
1992 | 277.1667 | 0 | 0 | 0 | 0 | 0 | 0 | -0.00783 | 0.003991
1992 | 277.1771 | 0.03915 | 0 | 0 | 0 | 0 | 0 | 1.1369e-13 | 0
1992 | 277.1875 | 0.00783 | 0 | 0 | 0 | 0 | 0 | 0 | 0.007982
1992 | 277.1979 | 0 | 0 | 0 | 0 | 0 | 0 | 0.027405 | 0
1992 | 277.2083 | 0 | 0 | 0 | 0 | 0 | 0 | -0.00783 | 0
1992 | 277.2187 | 0.00783 | 0 | 0 | 0 | 0 | 0 | -0.003915 | 0
1992 | 277.2292 | 0.00783 | 0 | 0 | 0 | 0 | 0 | 0.019575 | 0.003991
1992 | 277.2396 | 0 | 0 | 0 | 0 | 0 | 0 | 0 | 0.007982
1992 | 277.25 | 0 | 0 | 0 | 0 | 0 | 0 | -0.00783 | 0.003991
1992 | 277.2604 | 0 | 0 | 0 | 0 | 0 | 0 | -0.003915 | 0
1992 | 277.2708 | 0 | 0 | 0 | 0 | 0 | 0 | 0 | -0.003991
1992 | 277.2812 | 0 | 0 | 0 | 0 | 0 | 0 | -0.00783 | 0.003991
1992 | 277.2917 | 0.00783 | 0 | 0 | 0 | 0 | 0 | -0.003915 | 0.007982
1992 | 277.3021 | 0 | 0 | 0 | 0 | 0 | 0 | 0.003915 | 0
1992 | 277.3125 | 0.03132 | 0 | 0 | 0 | 0 | 0 | 1.1369e-13 | 0
1992 | 277.3229 | 0 | 0 | 0 | 0 | 0 | 0 | -0.003915 | 0
1992 | 277.3333 | 0 | 0 | 0 | 0 | 0 | 0 | -0.003915 | 0.003991
1992 | 277.3437 | 0.01566 | 0 | 0 | 0 | 0 | 0 | -0.003915 | -0.003991
1992 | 277.3542 | 0 | 0 | 0 | 0 | 0 | 0 | -0.01566 | 0
1992 | 277.3646 | 0 | 0.015964 | 0 | 0 | 0 | 0 | 0.00783 | 0
1992 | 277.375 | 0 | 0.007982 | 0 | 0 | 0 | 0 | 0.027405 | -0.003991
1992 | 277.3854 | 0.01566 | 0.015964 | 0 | 0 | 0 | 0 | -0.011745 | 0.003991
1992 | 277.3958 | 0 | 0.007982 | 0 | 0 | 0 | 0 | -0.003915 | 0.011973
1992 | 277.4062 | 0.01566 | 0 | 0 | 0 | 0 | 0 | 0.01566 | -0.011973
1992 | 277.4167 | 0 | 0.015964 | 0 | 0 | 0 | 0 | 0.01566 | 0
1992 | 277.4271 | 0 | 0.007982 | 0 | 0 | 0 | 0 | 0.04698 | 0.003991
1992 | 277.4375 | 0 | 0.007982 | 0 | 0 | 0 | 0 | 0.00783 | -0.003991
1992 | 277.4479 | 0 | 0.007982 | 0 | 0 | 0 | 0 | 0.050895 | -0.003991
1992 | 277.4583 | 0 | 0.007982 | 0 | 0 | 0 | 0 | 0.035235 | 0.003991
1992 | 277.4687 | 0 | 0.015964 | 0 | 0 | 0 | 0 | 0.011745 | 0
1992 | 277.4792 | 0 | 0 | 0 | 0 | 0 | 0 | 0.02349 | 0
1992 | 277.4896 | 0 | 0 | 0 | 0 | 0 | 0 | 0.035235 | -0.003991
1992 | 277.5 | 0 | 0 | 0 | 0 | 0 | 0 | 0.00783 | 0
1992 | 277.5104 | 0 | 0 | 0 | 0 | 0 | 0 | 0.05481 | 0.011973
1992 | 277.5208 | 0 | 0 | 0 | 0 | 0 | 0 | -0.02349 | 0.007982
1992 | 277.5312 | 0 | 0 | 0 | 0 | 0 | 0 | 0.019575 | 0.011973
1992 | 277.5417 | 0 | 0 | 0 | 0 | 0 | 0 | 0.074385 | 0.023946
1992 | 277.5521 | 0 | 0 | 0 | 0 | 0 | 0 | -0.10179 | 0.023946
1992 | 277.5625 | 0 | 0 | 0 | 0 | 0 | 0 | 0.11354 | 0.011973
1992 | 277.5729 | 0 | 0 | 0 | 0 | 0 | 0 | 0.00783 | 0.027937
1992 | 277.5833 | 0 | 0 | 0 | 0 | 0 | 0 | -0.00783 | 0.027937
1992 | 277.5937 | 0 | 0 | 0 | 0 | 0 | 0 | 0.043065 | 0.023946
1992 | 277.6042 | 0 | 0 | 0 | 0 | 0 | 0 | -0.02349 | 0.019955
1992 | 277.6146 | 0 | 0 | 0 | 0 | 0 | 0 | 0.019575 | 0.023946
1992 | 277.625 | 0 | 0 | 0 | 0 | 0 | 0 | 0.027405 | 0.023946
1992 | 277.6354 | 0 | 0 | 0 | 0 | 0 | 0 | -0.03132 | 0.019955
1992 | 277.6458 | 0 | 0 | 0 | 0 | 0 | 0 | 0 | 0.023946
1992 | 277.6562 | 0 | 0 | 0 | 0 | 0 | 0 | 0.074385 | 0.015964
1992 | 277.6667 | 0 | 0 | 0 | 0 | 0 | 0 | -0.03915 | 0.003991
1992 | 277.6771 | 0 | 0 | 0 | 0 | 0 | 0 | 0.074385 | 0.023946
1992 | 277.6875 | 0 | 0 | 0 | 0 | 0 | 0 | -0.003915 | 0.023946
1992 | 277.6979 | 0 | 0 | 0 | 0 | 0 | 0 | 0 | 0.007982
1992 | 277.7083 | 0 | 0 | 0 | 0 | 0 | 0 | -0.01566 | 0.031928
1992 | 277.7187 | 0 | 0 | 0 | 0 | 0 | 0 | 0.019575 | 0.007982
1992 | 277.7292 | 0 | 0 | 0 | 0 | 0 | 0 | 0 | 0.015964
1992 | 277.7396 | 0 | 0 | 0 | 0 | 0 | 0 | 0.011745 | 0.011973
1992 | 277.75 | 0 | 0 | 0 | 0 | 0 | 0 | 0.00783 | 0.015964
1992 | 277.7604 | 0 | 0 | 0 | 0 | 0 | 0 | 0.03915 | 0.007982
1992 | 277.7708 | 0 | 0 | 0 | 0 | 0 | 0 | 0.011745 | 0.019955
1992 | 277.7812 | 0 | 0 | 0 | 0 | 0 | 0 | 0 | 0.007982
1992 | 277.7917 | 0 | 0 | 0 | 0 | 0 | 0 | 0 | 0.003991
1992 | 277.8021 | 0 | 0 | 0 | 0 | 0 | 0 | -0.00783 | 0.007982
1992 | 277.8125 | 0.00783 | 0 | 0 | 0 | 0 | 0 | 0.003915 | 0.011973
1992 | 277.8229 | 0 | 0 | 0 | 0 | 0 | 0 | 0 | 0.007982
1992 | 277.8333 | 0.01566 | 0 | 0 | 0 | 0 | 0 | 0.003915 | 0.003991
1992 | 277.8437 | 0 | 0 | 0 | 0 | 0 | 0 | 0.003915 | 0.007982
1992 | 277.8542 | 0 | 0 | 0 | 0 | 0 | 0 | -0.003915 | 0.003991
1992 | 277.8646 | 0.01566 | 0 | 0 | 0 | 0 | 0 | 0 | 0
1992 | 277.875 | 0 | 0 | 0 | 0 | 0 | 0 | -0.003915 | 0.007982
1992 | 277.8854 | 0 | 0 | 0 | 0 | 0 | 0 | 0 | 0.003991
1992 | 277.8958 | 0 | 0 | 0 | 0 | 0 | 0 | 0.003915 | 0.007982
1992 | 277.9062 | 0 | 0 | 0 | 0 | 0 | 0 | 0.00783 | -0.003991
1992 | 277.9167 | 0 | 0 | 0 | 0 | 0 | 0 | 0 | 0
1992 | 277.9271 | 0.02349 | 0 | 0 | 0 | 0 | 0 | -0.011745 | 0.011973
1992 | 277.9375 | 0 | 0 | 0 | 0 | 0 | 0 | 0.027405 | 0
1992 | 277.9479 | 0 | 0 | 0 | 0 | 0 | 0 | 0 | 0
1992 | 277.9583 | 0 | 0 | 0 | 0 | 0 | 0 | -0.00783 | 0.003991
1992 | 277.9687 | 0 | 0 | 0 | 0 | 0 | 0 | -0.00783 | 0
1992 | 277.9792 | 0 | 0 | 0 | 0 | 0 | 0 | -0.003915 | 0.007982
1992 | 277.9896 | 0 | 0 | 0 | 0 | 0 | 0 | 0.00783 | 0.003991
1992 | 278 | 0 | 0 | 0 | 0 | 0 | 0 | -0.003915 | 0.007982
1992 | 278.0104 | 0.00783 | 0 | 0 | 0 | 0 | 0 | -0.00783 | 0
1992 | 278.0208 | 0 | 0 | 0 | 0 | 0 | 0 | -0.003915 | 0.007982
1992 | 278.0312 | 0 | 0 | 0 | 0 | 0 | 0 | 0.003915 | 0.003991
1992 | 278.0417 | 0 | 0 | 0 | 0 | 0 | 0 | -0.00783 | 0
1992 | 278.0521 | 0 | 0 | 0 | 0 | 0 | 0 | 0.00783 | 0.003991
1992 | 278.0625 | 0.01566 | 0 | 0 | 0 | 0 | 0 | 0.00783 | 0
1992 | 278.0729 | 0.01566 | 0 | 0 | 0 | 0 | 0 | 0 | 0
1992 | 278.0833 | 0.00783 | 0 | 0 | 0 | 0 | 0 | 0.00783 | 0.007982
1992 | 278.0937 | 0 | 0 | 0 | 0 | 0 | 0 | 0.01566 | 0
1992 | 278.1042 | 0 | 0 | 0 | 0 | 0 | 0 | -0.01566 | 0
1992 | 278.1146 | 0.00783 | 0 | 0 | 0 | 0 | 0 | -0.003915 | 0.007982
1992 | 278.125 | 0.00783 | 0 | 0 | 0 | 0 | 0 | 0.00783 | 0
1992 | 278.1354 | 0 | 0 | 0 | 0 | 0 | 0 | 0.003915 | 0.003991
1992 | 278.1458 | 0 | 0 | 0 | 0 | 0 | 0 | 0 | 0.003991
1992 | 278.1562 | 0 | 0 | 0 | 0 | 0 | 0 | 0.003915 | 0.003991
1992 | 278.1667 | 0 | 0 | 0 | 0 | 0 | 0 | -0.00783 | 0
1992 | 278.1771 | 0 | 0 | 0 | 0 | 0 | 0 | -0.003915 | 0.003991
1992 | 278.1875 | 0.00783 | 0 | 0 | 0 | 0 | 0 | 0.011745 | 0
1992 | 278.1979 | 0 | 0 | 0 | 0 | 0 | 0 | -0.003915 | 0
1992 | 278.2083 | 0.02349 | 0 | 0 | 0 | 0 | 0 | -0.003915 | 0.007982
1992 | 278.2187 | 0 | 0 | 0 | 0 | 0 | 0 | 0 | 0
1992 | 278.2292 | 0 | 0 | 0 | 0 | 0 | 0 | 0.01566 | 0
1992 | 278.2396 | 0 | 0 | 0 | 0 | 0 | 0 | 0 | 0.007982
1992 | 278.25 | 0.02349 | 0 | 0 | 0 | 0 | 0 | -0.011745 | -0.003991
1992 | 278.2604 | 0 | 0 | 0 | 0 | 0 | 0 | -0.003915 | 0.003991
1992 | 278.2708 | 0.00783 | 0 | 0 | 0 | 0 | 0 | 0 | 0.007982
1992 | 278.2812 | 0 | 0 | 0 | 0 | 0 | 0 | 0 | 0.003991
1992 | 278.2917 | 0 | 0 | 0 | 0 | 0 | 0 | -0.011745 | 0.003991
1992 | 278.3021 | 0 | 0 | 0 | 0 | 0 | 0 | 0.00783 | 0.003991
1992 | 278.3125 | 0 | 0 | 0 | 0 | 0 | 0 | -0.003915 | 0
1992 | 278.3229 | 0 | 0 | 0 | 0 | 0 | 0 | -0.00783 | 0
1992 | 278.3333 | 0.01566 | 0 | 0 | 0 | 0 | 0 | 0.003915 | 0
1992 | 278.3437 | 0.00783 | 0.015964 | 0 | 0 | 0 | 0 | 1.1369e-13 | 0.003991
1992 | 278.3542 | 0 | 0 | 0 | 0 | 0 | 0 | 0.00783 | 0
1992 | 278.3646 | 0 | 0.007982 | 0 | 0 | 0 | 0 | 0.003915 | -0.003991
1992 | 278.375 | 0.02349 | 0 | 0 | 0 | 0 | 0 | 1.1369e-13 | -0.003991
1992 | 278.3854 | 0.04698 | 0.007982 | 0 | 0 | 0 | 0 | 0.003915 | 0
1992 | 278.3958 | 0.03915 | 0.015964 | 0 | 0 | 0 | 0 | 0 | 0
1992 | 278.4062 | 0 | 0.007982 | 0 | 0 | 0 | 0 | -0.05481 | 0
1992 | 278.4167 | 0 | 0.031928 | 0 | 0 | 0 | 0 | -0.097875 | 0.011973
1992 | 278.4271 | 0 | 0 | 0 | 0 | 0 | 0 | 0.11353 | 0.011973
1992 | 278.4375 | 0 | 0 | 0 | 0 | 0 | 0 | -0.003915 | 0.011973
1992 | 278.4479 | 0 | 0 | 0 | 0 | 0 | 0 | -0.050895 | -0.027937
1992 | 278.4583 | 0 | 0 | 0 | 0 | 0 | 0 | 0.09396 | 0
1992 | 278.4687 | 0 | 0 | 0 | 0 | 0 | 0 | 0.050895 | -0.011973
1992 | 278.4792 | 0 | 0 | 0 | 0 | 0 | 0 | -0.019575 | 0.023946
1992 | 278.4896 | 0 | 0 | 0 | 0 | 0 | 0 | -0.011745 | -0.023946
1992 | 278.5 | 0 | 0 | 0 | 0 | 0 | 0 | 0.043065 | 0.003991
1992 | 278.5104 | 0 | 0 | 0 | 0 | 0 | 0 | 0.03132 | 0.015964
1992 | 278.5208 | 0 | 0 | 0 | 0 | 0 | 0 | 0.03132 | 0.011973
1992 | 278.5312 | 0 | 0 | 0 | 0 | 0 | 0 | 0.003915 | 0.027937
1992 | 278.5417 | 0 | 0 | 0 | 0 | 0 | 0 | 0.04698 | 0.023946
1992 | 278.5521 | 0 | 0 | 0 | 0 | 0 | 0 | 0.035235 | 0.027937
1992 | 278.5625 | 0 | 0 | 0 | 0 | 0 | 0 | -0.011745 | 0.003991
1992 | 278.5729 | 0 | 0 | 0 | 0 | 0 | 0 | -0.011745 | 0.007982
1992 | 278.5833 | 0 | 0 | 0 | 0 | 0 | 0 | 0.0783 | 0.019955
1992 | 278.5937 | 0 | 0 | 0 | 0 | 0 | 0 | -0.035235 | 0.027937
1992 | 278.6042 | 0 | 0 | 0 | 0 | 0 | 0 | 0.090045 | 0.055874
1992 | 278.6146 | 0 | 0 | 0 | 0 | 0 | 0 | 0.011745 | 0.011973
1992 | 278.625 | 0 | 0 | 0 | 0 | 0 | 0 | 0.043065 | 0.027937
1992 | 278.6354 | 0 | 0 | 0 | 0 | 0 | 0 | -0.050895 | 0.015964
1992 | 278.6458 | 0 | 0 | 0 | 0 | 0 | 0 | 0.05481 | 0.015964
1992 | 278.6562 | 0 | 0 | 0 | 0 | 0 | 0 | -0.027405 | 0.015964
1992 | 278.6667 | 0 | 0 | 0 | 0 | 0 | 0 | -0.00783 | 0.019955
1992 | 278.6771 | 0 | 0 | 0 | 0 | 0 | 0 | 0.066555 | 0.011973
1992 | 278.6875 | 0 | 0 | 0 | 0 | 0 | 0 | -0.058725 | 0
1992 | 278.6979 | 0 | 0 | 0 | 0 | 0 | 0 | 0.07047 | 0.027937
1992 | 278.7083 | 0 | 0 | 0 | 0 | 0 | 0 | -0.01566 | 0.011973
1992 | 278.7187 | 0 | 0 | 0 | 0 | 0 | 0 | -0.019575 | 0.011973
1992 | 278.7292 | 0 | 0 | 0 | 0 | 0 | 0 | -0.019575 | 0.027937
1992 | 278.7396 | 0 | 0 | 0 | 0 | 0 | 0 | 0.050895 | 0.015964
1992 | 278.75 | 0 | 0 | 0 | 0 | 0 | 0 | 0.050895 | 0.015964
1992 | 278.7604 | 0 | 0 | 0 | 0 | 0 | 0 | 0.03132 | 0.011973
1992 | 278.7708 | 0 | 0 | 0 | 0 | 0 | 0 | 0.00783 | 0.019955
1992 | 278.7812 | 0 | 0 | 0 | 0 | 0 | 0 | 0.02349 | 0.007982
1992 | 278.7917 | 0 | 0 | 0 | 0 | 0 | 0 | 0.01566 | 0.011973
1992 | 278.8021 | 0 | 0 | 0 | 0 | 0 | 0 | 0.01566 | 0
1992 | 278.8125 | 0 | 0 | 0 | 0 | 0 | 0 | 0.003915 | 0.011973
1992 | 278.8229 | 0 | 0 | 0 | 0 | 0 | 0 | 0.003915 | 0.011973
1992 | 278.8333 | 0 | 0 | 0 | 0 | 0 | 0 | 0 | 0.007982
1992 | 278.8437 | 0.01566 | 0 | 0 | 0 | 0 | 0 | -0.003915 | 0.003991
1992 | 278.8542 | 0 | 0 | 0 | 0 | 0 | 0 | 0.01566 | 0.007982
1992 | 278.8646 | 0 | 0 | 0 | 0 | 0 | 0 | -0.01566 | -0.003991
1992 | 278.875 | 0 | 0 | 0 | 0 | 0 | 0 | 0.02349 | 0.007982
1992 | 278.8854 | 0 | 0 | 0 | 0 | 0 | 0 | 0 | 0
1992 | 278.8958 | 0 | 0 | 0 | 0 | 0 | 0 | 0 | 0.003991
1992 | 278.9062 | 0 | 0 | 0 | 0 | 0 | 0 | -0.003915 | -0.003991
1992 | 278.9167 | 0.02349 | 0 | 0 | 0 | 0 | 0 | 0 | 0.011973
1992 | 278.9271 | 0 | 0 | 0 | 0 | 0 | 0 | -0.003915 | 0.007982
1992 | 278.9375 | 0 | 0 | 0 | 0 | 0 | 0 | -0.00783 | 0
1992 | 278.9479 | 0 | 0 | 0 | 0 | 0 | 0 | 0.019575 | 0
1992 | 278.9583 | 0.00783 | 0 | 0 | 0 | 0 | 0 | -0.03132 | 0.003991
1992 | 278.9687 | 0 | 0 | 0 | 0 | 0 | 0 | 0.027405 | 0.007982
1992 | 278.9792 | 0 | 0 | 0 | 0 | 0 | 0 | 0.011745 | 0
1992 | 278.9896 | 0 | 0 | 0 | 0 | 0 | 0 | 0.00783 | 0
1992 | 279 | 0.02349 | 0 | 0 | 0 | 0 | 0 | -0.003915 | 0.015964
1992 | 279.0104 | 0 | 0 | 0 | 0 | 0 | 0 | 0.01566 | 0.003991
1992 | 279.0208 | 0 | 0 | 0 | 0 | 0 | 0 | -0.00783 | 0
1992 | 279.0312 | 0 | 0 | 0 | 0 | 0 | 0 | -0.003915 | -0.003991
1992 | 279.0417 | 0.00783 | 0 | 0 | 0 | 0 | 0 | -0.003915 | 0.011973
1992 | 279.0521 | 0 | 0 | 0 | 0 | 0 | 0 | 0.019575 | 0
1992 | 279.0625 | 0 | 0 | 0 | 0 | 0 | 0 | 0.03132 | 0
1992 | 279.0729 | 0.01566 | 0 | 0 | 0 | 0 | 0 | 0.003915 | 0
1992 | 279.0833 | 0 | 0 | 0 | 0 | 0 | 0 | -0.003915 | 0
1992 | 279.0937 | 0.01566 | 0 | 0 | 0 | 0 | 0 | 0 | 0.007982
1992 | 279.1042 | 0.00783 | 0 | 0 | 0 | 0 | 0 | -0.00783 | 0.003991
1992 | 279.1146 | 0 | 0 | 0 | 0 | 0 | 0 | -0.011745 | 0.003991
1992 | 279.125 | 0.01566 | 0 | 0 | 0 | 0 | 0 | 0.003915 | 0.007982
1992 | 279.1354 | 0.02349 | 0 | 0 | 0 | 0 | 0 | 0.00783 | 5.6843e-14
1992 | 279.1458 | 0 | 0 | 0 | 0 | 0 | 0 | 0.003915 | 0.007982
1992 | 279.1562 | 0 | 0 | 0 | 0 | 0 | 0 | 0.00783 | 0
1992 | 279.1667 | 0 | 0 | 0 | 0 | 0 | 0 | -0.019575 | 0
1992 | 279.1771 | 0 | 0 | 0 | 0 | 0 | 0 | -0.01566 | 0.007982
1992 | 279.1875 | 0 | 0 | 0 | 0 | 0 | 0 | 0 | 0
1992 | 279.1979 | 0 | 0 | 0 | 0 | 0 | 0 | -0.003915 | 0.007982
1992 | 279.2083 | 0 | 0 | 0 | 0 | 0 | 0 | 0.03132 | 0.003991
1992 | 279.2187 | 0 | 0 | 0 | 0 | 0 | 0 | 0.003915 | -0.003991
1992 | 279.2292 | 0.01566 | 0 | 0 | 0 | 0 | 0 | -0.00783 | 0.015964
1992 | 279.2396 | 0 | 0 | 0 | 0 | 0 | 0 | 0.03915 | -0.007982
1992 | 279.25 | 0 | 0 | 0 | 0 | 0 | 0 | 0.003915 | -0.003991
1992 | 279.2604 | 0 | 0 | 0 | 0 | 0 | 0 | -0.003915 | 0.003991
1992 | 279.2708 | 0 | 0 | 0 | 0 | 0 | 0 | 0.003915 | 0.003991
1992 | 279.2812 | 0 | 0 | 0 | 0 | 0 | 0 | 0.003915 | 0.003991
1992 | 279.2917 | 0 | 0 | 0 | 0 | 0 | 0 | -0.011745 | 0.011973
1992 | 279.3021 | 0 | 0 | 0 | 0 | 0 | 0 | -0.00783 | -0.003991
1992 | 279.3125 | 0 | 0 | 0 | 0 | 0 | 0 | -0.01566 | 0.003991
1992 | 279.3229 | 0 | 0 | 0 | 0 | 0 | 0 | -0.003915 | -0.003991
1992 | 279.3333 | 0 | 0 | 0 | 0 | 0 | 0 | -0.003915 | 0.003991
1992 | 279.3437 | 0 | 0.015964 | 0 | 0 | 0 | 0 | 0.01566 | 0.003991
1992 | 279.3542 | 0 | 0.015964 | 0 | 0 | 0 | 0 | -0.003915 | -5.6843e-14
1992 | 279.3646 | 0.02349 | 0.007982 | 0 | 0 | 0 | 0 | 0.011745 | 0
1992 | 279.375 | 0 | 0.007982 | 0 | 0 | 0 | 0 | 0.011745 | -5.6843e-14
1992 | 279.3854 | 0 | 0.015964 | 0 | 0 | 0 | 0 | 0 | 5.6843e-14
1992 | 279.3958 | 0 | 0.023946 | 0 | 0 | 0 | 0 | -0.003915 | 1.1369e-13
1992 | 279.4062 | 0.03915 | 0 | 0 | 0 | 0 | 0 | 0.01566 | 0
1992 | 279.4167 | 0 | 0.007982 | 0 | 0 | 0 | 0 | -0.00783 | 0
1992 | 279.4271 | 0 | 0.007982 | 0 | 0 | 0 | 0 | 0.035235 | 0
1992 | 279.4375 | 0 | 0.015964 | 0 | 0 | 0 | 0 | -0.003915 | 1.1369e-13
1992 | 279.4479 | 0 | 0 | 0 | 0 | 0 | 0 | 0.03132 | 0
1992 | 279.4583 | 0 | 0.015964 | 0 | 0 | 0 | 0 | 0.00783 | 0
1992 | 279.4687 | 0 | 0 | 0 | 0 | 0 | 0 | -0.01566 | 0
1992 | 279.4792 | 0 | 0 | 0 | 0 | 0 | 0 | -0.003915 | 0
1992 | 279.4896 | 0 | 0.015964 | 0 | 0 | 0 | 0 | 0.043065 | 0
1992 | 279.5 | 0 | 0 | 0 | 0 | 0 | 0 | 0.02349 | 0.007982
1992 | 279.5104 | 0 | 0 | 0 | 0 | 0 | 0 | 0.035235 | 0.031928
1992 | 279.5208 | 0 | 0 | 0 | 0 | 0 | 0 | 0.035235 | -0.011973
1992 | 279.5312 | 0 | 0 | 0 | 0 | 0 | 0 | -0.04698 | 0.011973
1992 | 279.5417 | 0 | 0 | 0 | 0 | 0 | 0 | -0.00783 | 0.031928
1992 | 279.5521 | 0 | 0 | 0 | 0 | 0 | 0 | 0.058725 | 0.035919
1992 | 279.5625 | 0 | 0 | 0 | 0 | 0 | 0 | -0.003915 | 0
1992 | 279.5729 | 0 | 0 | 0 | 0 | 0 | 0 | 0.00783 | 0.032527
1992 | 279.5833 | 0 | 0 | 0 | 0 | 0 | 0 | 0.03132 | 0.027538
1992 | 279.5937 | 0 | 0 | 0 | 0 | 0 | 0 | 0.003915 | 0.027538
1992 | 279.6042 | 0 | 0 | 0 | 0 | 0 | 0 | 0.058334 | 0.021751
1992 | 279.6146 | 0 | 0 | 0 | 0 | 0 | 0 | -0.025839 | 0.019955
1992 | 279.625 | 0 | 0 | 0 | 0 | 0 | 0 | 0.049721 | 0.011973
1992 | 279.6354 | 0 | 0 | 0 | 0 | 0 | 0 | -0.035235 | 0.015964
1992 | 279.6458 | 0 | 0 | 0 | 0 | 0 | 0 | 0.011745 | 0.015964
1992 | 279.6562 | 0 | 0 | 0 | 0 | 0 | 0 | 0.039542 | 0.047892
1992 | 279.6667 | 0 | 0 | 0 | 0 | 0 | 0 | 0.058725 | 0.011973
1992 | 279.6771 | 0 | 0 | 0 | 0 | 0 | 0 | -0.10179 | 0.007982
1992 | 279.6875 | 0 | 0 | 0 | 0 | 0 | 0 | 0.07047 | 0.015964
1992 | 279.6979 | 0 | 0 | 0 | 0 | 0 | 0 | 0 | 0.015964
1992 | 279.7083 | 0 | 0 | 0 | 0 | 0 | 0 | 0.01566 | 0.015964
1992 | 279.7187 | 0 | 0 | 0 | 0 | 0 | 0 | -0.02349 | 0.011973
1992 | 279.7292 | 0 | 0 | 0 | 0 | 0 | 0 | 0.043065 | 0.007982
1992 | 279.7396 | 0 | 0 | 0 | 0 | 0 | 0 | 0.043065 | 0.011973
1992 | 279.75 | 0 | 0 | 0 | 0 | 0 | 0 | -0.011745 | 0.015964
1992 | 279.7604 | 0 | 0 | 0 | 0 | 0 | 0 | -0.01566 | 0.007982
1992 | 279.7708 | 0 | 0 | 0 | 0 | 0 | 0 | 0.02349 | 0.011973
1992 | 279.7812 | 0 | 0 | 0 | 0 | 0 | 0 | 0.019575 | 0
1992 | 279.7917 | 0 | 0 | 0 | 0 | 0 | 0 | 0.01566 | 0.015964
1992 | 279.8021 | 0 | 0 | 0 | 0 | 0 | 0 | 0.011745 | -0.003991
1992 | 279.8125 | 0 | 0 | 0 | 0 | 0 | 0 | -0.011745 | 0.011973
1992 | 279.8229 | 0 | 0 | 0 | 0 | 0 | 0 | 0.003915 | 0
1992 | 279.8333 | 0 | 0 | 0 | 0 | 0 | 0 | 0 | 0.007982
1992 | 279.8437 | 0 | 0 | 0 | 0 | 0 | 0 | 0.003915 | -0.003991
1992 | 279.8542 | 0.02349 | 0 | 0 | 0 | 0 | 0 | -1.1369e-13 | 0.007982
1992 | 279.8646 | 0 | 0 | 0 | 0 | 0 | 0 | 0.003915 | 0
1992 | 279.875 | 0.01566 | 0 | 0 | 0 | 0 | 0 | 0.003915 | 0.003991
1992 | 279.8854 | 0.00783 | 0 | 0 | 0 | 0 | 0 | 1.1369e-13 | 0.007982
1992 | 279.8958 | 0.01566 | 0 | 0 | 0 | 0 | 0 | -0.003915 | 5.6843e-14
1992 | 279.9062 | 0 | 0 | 0 | 0 | 0 | 0 | 0 | 0
1992 | 279.9167 | 0 | 0 | 0 | 0 | 0 | 0 | 0.00783 | 0
1992 | 279.9271 | 0 | 0 | 0 | 0 | 0 | 0 | -0.01566 | 0.015964
1992 | 279.9375 | 0 | 0 | 0 | 0 | 0 | 0 | 0.00783 | 0.003991
1992 | 279.9479 | 0.01566 | 0 | 0 | 0 | 0 | 0 | -0.003915 | 0
1992 | 279.9583 | 0.00783 | 0 | 0 | 0 | 0 | 0 | 0.003915 | 0.003991
1992 | 279.9687 | 0 | 0 | 0 | 0 | 0 | 0 | -0.003915 | 0.003991
1992 | 279.9792 | 0.01566 | 0 | 0 | 0 | 0 | 0 | 0 | 0.003991
1992 | 279.9896 | 0.01566 | 0 | 0 | 0 | 0 | 0 | -0.00783 | 0.003991
1992 | 280 | 0.03915 | 0 | 0 | 0 | 0 | 0 | 0.011745 | 0.007982
1992 | 280.0104 | 0 | 0 | 0 | 0 | 0 | 0 | 0 | 0
1992 | 280.0208 | 0 | 0 | 0 | 0 | 0 | 0 | 0 | 0
1992 | 280.0312 | 0 | 0 | 0 | 0 | 0 | 0 | 0.003915 | 0.007982
1992 | 280.0417 | 0 | 0 | 0 | 0 | 0 | 0 | 0 | 0.007982
1992 | 280.0521 | 0 | 0 | 0 | 0 | 0 | 0 | 0.003915 | 0.011973
1992 | 280.0625 | 0.01566 | 0 | 0 | 0 | 0 | 0 | 0.003915 | -0.003991
1992 | 280.0729 | 0.00783 | 0 | 0 | 0 | 0 | 0 | 0.00783 | 0.003991
1992 | 280.0833 | 0 | 0 | 0 | 0 | 0 | 0 | 0.01566 | -0.003991
1992 | 280.0937 | 0.02349 | 0 | 0 | 0 | 0 | 0 | 0 | 0.007982
1992 | 280.1042 | 0 | 0 | 0 | 0 | 0 | 0 | 0.027405 | 0
1992 | 280.1146 | 0 | 0 | 0 | 0 | 0 | 0 | 0.03915 | 0.003991
1992 | 280.125 | 0 | 0 | 0 | 0 | 0 | 0 | 0.02349 | 0
1992 | 280.1354 | 0 | 0 | 0 | 0 | 0 | 0 | 0.011745 | -0.003991
1992 | 280.1458 | 0 | 0 | 0 | 0 | 0 | 0 | 0.019575 | 0
1992 | 280.1562 | 0 | 0 | 0 | 0 | 0 | 0 | -0.003915 | 0
1992 | 280.1667 | 0 | 0 | 0 | 0 | 0 | 0 | 0.003915 | 0.003991
1992 | 280.1771 | 0 | 0 | 0 | 0 | 0 | 0 | -0.003915 | 0
1992 | 280.1875 | 0 | 0 | 0 | 0 | 0 | 0 | 0 | 0.007982
1992 | 280.1979 | 0 | 0 | 0 | 0 | 0 | 0 | -0.00783 | -0.003991
1992 | 280.2083 | 0.00783 | 0 | 0 | 0 | 0 | 0 | 0 | 0.011973
1992 | 280.2187 | 0.00783 | 0 | 0 | 0 | 0 | 0 | 0 | 0
1992 | 280.2292 | 0 | 0 | 0 | 0 | 0 | 0 | 0 | 0
1992 | 280.2396 | 0 | 0.007982 | 0 | 0 | 0 | 0 | -0.003915 | 0
1992 | 280.25 | 0 | 0 | 0 | 0 | 0 | 0 | 0.003915 | 0
1992 | 280.2604 | 0.02349 | 0 | 0 | 0 | 0 | 0 | 0.003915 | 0.007982
1992 | 280.2708 | 0 | 0 | 0 | 0 | 0 | 0 | -0.003915 | 0.003991
1992 | 280.2812 | 0.00783 | 0 | 0 | 0 | 0 | 0 | 1.1369e-13 | 0.003991
1992 | 280.2917 | 0.01566 | 0 | 0 | 0 | 0 | 0 | -0.003915 | 0
1992 | 280.3021 | 0 | 0 | 0 | 0 | 0 | 0 | 0.00783 | 0
1992 | 280.3125 | 0.00783 | 0 | 0 | 0 | 0 | 0 | -0.003915 | 0.003991
1992 | 280.3229 | 0 | 0.007982 | 0 | 0 | 0 | 0 | 0 | 0.007982
1992 | 280.3333 | 0.00783 | 0 | 0 | 0 | 0 | 0 | -0.01566 | -0.003991
1992 | 280.3437 | 0.01566 | 0.007982 | 0 | 0 | 0 | 0 | 0.00783 | 0
1992 | 280.3542 | 0.03132 | 0 | 0 | 0 | 0 | 0 | 0 | 0
1992 | 280.3646 | 0.00783 | 0 | 0 | 0 | 0 | 0 | 0 | -0.007982
1992 | 280.375 | 0 | 0.015964 | 0 | 0 | 0 | 0 | 0.00783 | 0
1992 | 280.3854 | 0 | 0 | 0 | 0 | 0 | 0 | 0.011745 | -0.003991
1992 | 280.3958 | 0.05481 | 0.015964 | 0 | 0 | 0 | 0 | 0.01566 | 0.003991
1992 | 280.4062 | 0 | 0 | 0 | 0 | 0 | 0 | -0.035235 | -0.007982
1992 | 280.4167 | 0 | 0 | 0 | 0 | 0 | 0 | -0.011745 | 0.007982
1992 | 280.4271 | 0 | 0.031928 | 0 | 0 | 0 | 0 | 0.003915 | 0.011973
1992 | 280.4375 | 0 | 0 | 0 | 0 | 0 | 0 | 0 | -0.007982
1992 | 280.4479 | 0 | 0.015964 | 0 | 0 | 0 | 0 | 0.003915 | 0.011973
1992 | 280.4583 | 0 | 0 | 0 | 0 | 0 | 0 | 0.02349 | -0.003991
1992 | 280.4687 | 0 | 0 | 0 | 0 | 0 | 0 | 0.03915 | -0.007982
1992 | 280.4792 | 0 | 0 | 0 | 0 | 0 | 0 | 0.03132 | 0.015964
1992 | 280.4896 | 0 | 0.015964 | 0 | 0 | 0 | 0 | -0.003915 | -1.1369e-13
1992 | 280.5 | 0 | 0 | 0 | 0 | 0 | 0 | -0.019575 | 0.003991
1992 | 280.5104 | 0 | 0 | 0 | 0 | 0 | 0 | 0.0783 | 0.015964
1992 | 280.5208 | 0 | 0 | 0 | 0 | 0 | 0 | -0.07047 | 0.011973
1992 | 280.5312 | 0 | 0 | 0 | 0 | 0 | 0 | 0.03132 | 0.007982
1992 | 280.5417 | 0 | 0 | 0 | 0 | 0 | 0 | -0.03915 | 0.007982
1992 | 280.5521 | 0 | 0 | 0 | 0 | 0 | 0 | 0.10179 | 0.03991
1992 | 280.5625 | 0 | 0 | 0 | 0 | 0 | 0 | -0.00783 | 0.011973
1992 | 280.5729 | 0 | 0 | 0 | 0 | 0 | 0 | 0 | 0.027937
1992 | 280.5833 | 0 | 0 | 0 | 0 | 0 | 0 | -0.027405 | 0.007982
1992 | 280.5937 | 0 | 0 | 0 | 0 | 0 | 0 | 0.003915 | 0.019955
1992 | 280.6042 | 0 | 0 | 0 | 0 | 0 | 0 | -0.01566 | 0.023946
1992 | 280.6146 | 0 | 0 | 0 | 0 | 0 | 0 | 0.07047 | 0.003991
1992 | 280.625 | 0 | 0 | 0 | 0 | 0 | 0 | -0.03132 | -0.003991
1992 | 280.6354 | 0 | 0 | 0 | 0 | 0 | 0 | 0.011745 | 0.035919
1992 | 280.6458 | 0 | 0 | 0 | 0 | 0 | 0 | 0 | 0
1992 | 280.6562 | 0 | 0 | 0 | 0 | 0 | 0 | 0.03915 | 0.035919
1992 | 280.6667 | 0 | 0 | 0 | 0 | 0 | 0 | -0.011745 | -0.003991
1992 | 280.6771 | 0 | 0 | 0 | 0 | 0 | 0 | -0.011745 | 0.007982
1992 | 280.6875 | 0 | 0 | 0 | 0 | 0 | 0 | 0.0783 | 0.031928
1992 | 280.6979 | 0 | 0 | 0 | 0 | 0 | 0 | 0.00783 | 0.011973
1992 | 280.7083 | 0 | 0 | 0 | 0 | 0 | 0 | -0.02349 | 0.015964
1992 | 280.7187 | 0 | 0 | 0 | 0 | 0 | 0 | 0.043065 | 0.023946
1992 | 280.7292 | 0 | 0 | 0 | 0 | 0 | 0 | 0.043065 | 0.007982
1992 | 280.7396 | 0 | 0 | 0 | 0 | 0 | 0 | -0.066555 | -0.003991
1992 | 280.75 | 0 | 0 | 0 | 0 | 0 | 0 | 0.035235 | 0.027937
1992 | 280.7604 | 0 | 0 | 0 | 0 | 0 | 0 | 0.011745 | 0
1992 | 280.7708 | 0 | 0 | 0 | 0 | 0 | 0 | 0.027405 | 0.007982
1992 | 280.7812 | 0 | 0 | 0 | 0 | 0 | 0 | 0.00783 | 0.011973
1992 | 280.7917 | 0.02349 | 0 | 0 | 0 | 0 | 0 | -0.019575 | 0.011973
1992 | 280.8021 | 0 | 0 | 0 | 0 | 0 | 0 | 0 | 0.003991
1992 | 280.8125 | 0 | 0 | 0 | 0 | 0 | 0 | 0.011745 | 0.003991
1992 | 280.8229 | 0.01566 | 0 | 0 | 0 | 0 | 0 | -0.00783 | 0.015964
1992 | 280.8333 | 0.01566 | 0 | 0 | 0 | 0 | 0 | 0.003915 | 0.015964
1992 | 280.8437 | 0 | 0 | 0 | 0 | 0 | 0 | 0.011745 | 0
1992 | 280.8542 | 0 | 0 | 0 | 0 | 0 | 0 | 0.02349 | 0
1992 | 280.8646 | 0 | 0 | 0 | 0 | 0 | 0 | -0.019575 | 0.003991
1992 | 280.875 | 0.02349 | 0 | 0 | 0 | 0 | 0 | 0.003915 | 0.003991
1992 | 280.8854 | 0.00783 | 0 | 0 | 0 | 0 | 0 | 0.00783 | 0.007982
1992 | 280.8958 | 0 | 0 | 0 | 0 | 0 | 0 | 0.01566 | 0.003991
1992 | 280.9062 | 0 | 0 | 0 | 0 | 0 | 0 | 0.00783 | -0.003991
1992 | 280.9167 | 0 | 0 | 0 | 0 | 0 | 0 | -0.01566 | 0.011973
1992 | 280.9271 | 0.04698 | 0 | 0 | 0 | 0 | 0 | 0 | -0.007982
1992 | 280.9375 | 0.01566 | 0 | 0 | 0 | 0 | 0 | 1.1369e-13 | 0.007982
1992 | 280.9479 | 0.01566 | 0 | 0 | 0 | 0 | 0 | 0.00783 | 0.007982
1992 | 280.9583 | 0 | 0 | 0 | 0 | 0 | 0 | 0.03915 | 0.003991
1992 | 280.9687 | 0 | 0 | 0 | 0 | 0 | 0 | -0.035235 | 0.003991
1992 | 280.9792 | 0.01566 | 0 | 0 | 0 | 0 | 0 | 0.003915 | 0.007982
1992 | 280.9896 | 0 | 0 | 0 | 0 | 0 | 0 | -0.019575 | -5.6843e-14
1992 | 281 | 0 | 0 | 0 | 0 | 0 | 0 | 0.003915 | 5.6843e-14
1992 | 281.0104 | 0 | 0 | 0 | 0 | 0 | 0 | 0.01566 | 0.007982
1992 | 281.0208 | 0.03915 | 0 | 0 | 0 | 0 | 0 | 0.01566 | 0.003991
1992 | 281.0312 | 0.01566 | 0 | 0 | 0 | 0 | 0 | 0 | 0.007982
1992 | 281.0417 | 0 | 0 | 0 | 0 | 0 | 0 | 0.035235 | -0.003991
1992 | 281.0521 | 0.02349 | 0 | 0 | 0 | 0 | 0 | 0 | -0.011973
1992 | 281.0625 | 0 | 0 | 0 | 0 | 0 | 0 | 0.027405 | 0.019955
1992 | 281.0729 | 0 | 0 | 0 | 0 | 0 | 0 | -0.00783 | -0.007982
1992 | 281.0833 | 0.04698 | 0 | 0 | 0 | 0 | 0 | 0.00783 | -0.003991
1992 | 281.0937 | 0 | 0 | 0 | 0 | 0 | 0 | 0 | 0.015964
1992 | 281.1042 | 0.00783 | 0 | 0 | 0 | 0 | 0 | 0.02349 | -0.011973
1992 | 281.1146 | 0 | 0 | 0 | 0 | 0 | 0 | 0.03915 | 0
1992 | 281.125 | 0 | 0 | 0 | 0 | 0 | 0 | -0.00783 | -0.007982
1992 | 281.1354 | 0.00783 | 0 | 0 | 0 | 0 | 0 | 0 | 0
1992 | 281.1458 | 0 | 0 | 0 | 0 | 0 | 0 | 0.011745 | 0.007982
1992 | 281.1562 | 0 | 0 | 0.03132 | 0 | 0 | 0 | -0.003915 | 0
1992 | 281.1667 | 0 | 0 | 0.13311 | 0 | 0 | 0 | -0.00783 | 0.003991
1992 | 281.1771 | 0 | 0 | 0.03915 | 0 | 0 | 0 | 0.003915 | 0.011973
1992 | 281.1875 | 0 | 0 | 0 | 0 | 0 | 0 | 0.03132 | -0.003991
1992 | 281.1979 | 0 | 0 | 0 | 0 | 0 | 0 | 0.03915 | 0.003991
1992 | 281.2083 | 0 | 0 | 0 | 0 | 0 | 0 | 0.011745 | -0.015964
1992 | 281.2187 | 0 | 0 | 0 | 0 | 0 | 0 | -0.027405 | 0
1992 | 281.2292 | 0.01566 | 0 | 0 | 0 | 0 | 0 | 0.011745 | -0.007982
1992 | 281.2396 | 0 | 0 | 0.07047 | 0 | 0 | 0 | 0.003915 | 0.027937
1992 | 281.25 | 0 | 0 | 0 | 0 | 0 | 0 | 0.00783 | -0.007982
1992 | 281.2604 | 0 | 0 | 0 | 0 | 0 | 0 | 0.03132 | -0.007982
1992 | 281.2708 | 0 | 0.007982 | 0 | 0 | 0 | 0 | 0.003915 | 0.011973
1992 | 281.2812 | 0 | 0 | 0 | 0 | 0 | 0 | -0.019575 | 0
1992 | 281.2917 | 0 | 0 | 0 | 0 | 0 | 0 | 0.00783 | 0
1992 | 281.3021 | 0 | 0 | 0 | 0 | 0 | 0 | -0.003915 | 0.011973
1992 | 281.3125 | 0 | 0 | 0 | 0 | 0 | 0 | 0.082215 | -0.015964
1992 | 281.3229 | 0 | 0 | 0 | 0 | 0 | 0 | 0.011745 | -0.011973
1992 | 281.3333 | 0 | 0 | 0 | 0.047892 | 0 | 0 | -0.02349 | 0.015964
1992 | 281.3437 | 0 | 0 | 0.11745 | 0.063856 | 0 | 0 | -0.011745 | 0.003991
1992 | 281.3542 | 0 | 0 | 0.24273 | 0 | 0 | 0 | 0.043065 | -0.023946
1992 | 281.3646 | 0 | 0 | 0 | 0.015964 | 0 | 0 | 0.06264 | 0.03991
1992 | 281.375 | 0 | 0 | 0.3915 | 0.13569 | 0 | 0 | 0.04698 | 0.031928
1992 | 281.3854 | 0 | 0 | 2.9597 | 2.642 | 0 | 0 | 0 | -5.6843e-14
1992 | 281.3958 | 0 | 0 | 1.6756 | 1.4368 | 0 | 0 | 0 | 0
1992 | 281.4062 | 0 | 0 | 0.02349 | 0.24744 | 0 | 0 | -0.04698 | 0.03991
1992 | 281.4167 | 0 | 0 | 0.40716 | 0.886 | 0 | 0 | 0 | 0
1992 | 281.4271 | 0 | 0 | 0.75951 | 0.90995 | 0 | 0 | 1.1369e-13 | 0
1992 | 281.4375 | 0 | 0 | 1.0962 | 1.2851 | 0 | 0 | 0.09396 | 0.055874
1992 | 281.4479 | 0 | 0 | 0.44631 | 0.38314 | 0 | 0 | 0.04698 | -0.055874
1992 | 281.4583 | 0 | 0 | 0.36801 | 0.24744 | 0 | 0 | 0 | 0.015964
1992 | 281.4687 | 0 | 0 | 0.06264 | 0 | 0 | 0 | 0.2858 | 0.13569
1992 | 281.4792 | 0 | 0 | 0.06264 | 0 | 0 | 0 | 0.003915 | 0.043901
1992 | 281.4896 | 0 | 0 | 0.05481 | 0 | 0 | 0 | 0.28188 | 0.11175
1992 | 281.5 | 0 | 0 | 0 | 0 | 0 | 0 | 0.09396 | 0.13569
1992 | 281.5104 | 0.00783 | 0 | 0 | 0 | 0 | 0 | 0.058725 | 0.083811
1992 | 281.5208 | 0 | 0 | 0 | 0.063856 | 0 | 0 | 0.027405 | 0.023946
1992 | 281.5312 | 0 | 0 | 0.28971 | 0.11973 | 0 | 0 | 0.08613 | 0.019955
1992 | 281.5417 | 0 | 0 | 0 | 0 | 0 | 0 | 0.18792 | 0.1756
1992 | 281.5521 | 0 | 0 | 0 | 0 | 0 | 0 | 0.0783 | 0.099775
1992 | 281.5625 | 0 | 0 | 0 | 0 | 0 | 0 | 0.19183 | 0.14767
1992 | 281.5729 | 0 | 0 | 0 | 0 | 0 | 0 | 0.18792 | 0.11175
1992 | 281.5833 | 0 | 0 | 0 | 0 | 0 | 0 | 0.019575 | 0.019955
1992 | 281.5937 | 0 | 0 | 0 | 0 | 0 | 0 | 0.043065 | 0.11175
1992 | 281.6042 | 0 | 0 | 0 | 0 | 0 | 0 | 0.35235 | 0.091793
1992 | 281.6146 | 0 | 0 | 0 | 0 | 0 | 0 | 0.08613 | 0.035919
1992 | 281.625 | 0 | 0 | 0 | 0 | 0 | 0 | 0.12528 | 0.043901
1992 | 281.6354 | 0 | 0 | 0 | 0 | 0 | 0 | 0.18009 | 0.035919
1992 | 281.6458 | 0 | 0 | 0 | 0 | 0 | 0 | 0.13702 | 0.07982
1992 | 281.6562 | 0 | 0 | 0 | 0 | 0 | 0 | 0.12919 | 0.075829
1992 | 281.6667 | 0 | 0 | 0 | 0 | 0 | 0 | 0.01566 | 0.051883
1992 | 281.6771 | 0 | 0 | 0 | 0 | 0 | 0 | 0.0783 | 0.015964
1992 | 281.6875 | 0 | 0 | 0 | 0 | 0 | 0 | 0.19184 | 0.031928
1992 | 281.6979 | 0 | 0 | 0 | 0 | 0 | 0 | -0.01566 | 0.043901
1992 | 281.7083 | 0 | 0 | 0 | 0 | 0 | 0 | 0.0783 | 0.023946
1992 | 281.7187 | 0 | 0 | 0 | 0 | 0 | 0 | 0.07047 | 0.067847
1992 | 281.7292 | 0 | 0 | 0 | 0 | 0 | 0 | 0.12919 | 0.031928
1992 | 281.7396 | 0 | 0 | 0 | 0 | 0 | 0 | 0.03915 | 0.059865
1992 | 281.75 | 0 | 0 | 0 | 0 | 0 | 0 | 0.09396 | 0.031928
1992 | 281.7604 | 0 | 0 | 0 | 0 | 0 | 0 | 0.082215 | 0.055874
1992 | 281.7708 | 0 | 0 | 0 | 0 | 0 | 0 | 0.00783 | 0.019955
1992 | 281.7812 | 0 | 0 | 0 | 0 | 0 | 0 | 0.12137 | 0.027937
1992 | 281.7917 | 0 | 0 | 0 | 0 | 0 | 0 | -0.019575 | 0.011973
1992 | 281.8021 | 0 | 0 | 0 | 0 | 0 | 0 | 0.043065 | 0.019955
1992 | 281.8125 | 0 | 0 | 0 | 0 | 0 | 0 | 0.011745 | 0.019955
1992 | 281.8229 | 0 | 0 | 0 | 0 | 0 | 0 | 0.05481 | 0.019955
1992 | 281.8333 | 0 | 0 | 0 | 0 | 0 | 0 | 0.04698 | 0.023946
1992 | 281.8437 | 0 | 0 | 0 | 0 | 0 | 0 | 0.03132 | 0
1992 | 281.8542 | 0 | 0 | 0 | 0 | 0 | 0 | 0.027405 | 0.015964
1992 | 281.8646 | 0 | 0 | 0 | 0 | 0 | 0 | 0.035235 | 0.007982
1992 | 281.875 | 0 | 0 | 0 | 0 | 0 | 0 | -0.019575 | 0.003991
1992 | 281.8854 | 0 | 0 | 0 | 0 | 0 | 0 | 0.02349 | 0.015964
1992 | 281.8958 | 0 | 0 | 0 | 0 | 0 | 0 | 0.02349 | 0.011973
1992 | 281.9062 | 0 | 0 | 0 | 0 | 0 | 0 | 0.011745 | 0.003991
1992 | 281.9167 | 0 | 0 | 0 | 0 | 0 | 0 | -0.00783 | 0.003991
1992 | 281.9271 | 0 | 0 | 0 | 0 | 0 | 0 | 0.00783 | 0.003991
1992 | 281.9375 | 0 | 0 | 0 | 0 | 0 | 0 | 0.00783 | 0.007982
1992 | 281.9479 | 0 | 0 | 0 | 0 | 0 | 0 | 0.00783 | 0.003991
1992 | 281.9583 | 0 | 0 | 0 | 0 | 0 | 0 | 0.02349 | 0.011973
1992 | 281.9687 | 0 | 0 | 0 | 0 | 0 | 0 | 0.003915 | 0.007982
1992 | 281.9792 | 0 | 0 | 0 | 0 | 0 | 0 | 0.02349 | 0.007982
1992 | 281.9896 | 0 | 0 | 0 | 0 | 0 | 0 | 0.00783 | 0.003991
1992 | 282 | 0.01566 | 0 | 0 | 0 | 0 | 0 | -0.003915 | 0
1992 | 282.0104 | 0 | 0 | 0 | 0 | 0 | 0 | -0.003915 | 0.007982
1992 | 282.0208 | 0 | 0 | 0 | 0 | 0 | 0 | 0.02349 | 0.011973
1992 | 282.0312 | 0 | 0 | 0 | 0 | 0 | 0 | -0.019575 | -0.007982
1992 | 282.0417 | 0 | 0 | 0 | 0 | 0 | 0 | 0.02349 | 0.003991
1992 | 282.0521 | 0 | 0 | 0 | 0 | 0 | 0 | 0.003915 | 0.011973
1992 | 282.0625 | 0 | 0 | 0 | 0 | 0 | 0 | -0.00783 | -0.003991
1992 | 282.0729 | 0 | 0 | 0 | 0 | 0 | 0 | 0.02349 | 0.011973
1992 | 282.0833 | 0 | 0 | 0 | 0 | 0 | 0 | 0 | -0.003991
1992 | 282.0937 | 0 | 0 | 0 | 0 | 0 | 0 | 0.00783 | 0.003991
1992 | 282.1042 | 0 | 0 | 0 | 0 | 0 | 0 | 0 | 0.003991
1992 | 282.1146 | 0 | 0 | 0 | 0 | 0 | 0 | -0.011745 | -0.003991
1992 | 282.125 | 0 | 0 | 0 | 0 | 0 | 0 | -0.003915 | 0.007982
1992 | 282.1354 | 0.03132 | 0 | 0 | 0 | 0 | 0 | 0.003915 | -0.007982
1992 | 282.1458 | 0.01566 | 0 | 0 | 0 | 0 | 0 | 0.011745 | 0.003991
1992 | 282.1562 | 0 | 0 | 0 | 0 | 0 | 0 | 0.027405 | 0.007982
1992 | 282.1667 | 0 | 0 | 0 | 0 | 0 | 0 | 1.1369e-13 | 0
1992 | 282.1771 | 0 | 0 | 0 | 0 | 0 | 0 | 0.00783 | 0
1992 | 282.1875 | 0 | 0 | 0 | 0 | 0 | 0 | -0.027405 | 0
1992 | 282.1979 | 0 | 0 | 0 | 0 | 0 | 0 | 0 | 0
1992 | 282.2083 | 0 | 0 | 0 | 0 | 0 | 0 | -0.003915 | 0.003991
1992 | 282.2187 | 0.01566 | 0 | 0 | 0 | 0 | 0 | 0 | 0
1992 | 282.2292 | 0 | 0 | 0 | 0 | 0 | 0 | 0.00783 | 0.003991
1992 | 282.2396 | 0 | 0 | 0 | 0 | 0 | 0 | -0.011745 | 0.003991
1992 | 282.25 | 0 | 0 | 0 | 0 | 0 | 0 | 0.003915 | 0.003991
1992 | 282.2604 | 0.00783 | 0 | 0 | 0 | 0 | 0 | -0.00783 | 0.003991
1992 | 282.2708 | 0 | 0 | 0 | 0 | 0 | 0 | 0.019575 | 0.003991
1992 | 282.2812 | 0 | 0 | 0 | 0 | 0 | 0 | -0.00783 | 0.011973
1992 | 282.2917 | 0 | 0 | 0 | 0 | 0 | 0 | 0.02349 | 0
1992 | 282.3021 | 0 | 0 | 0 | 0 | 0 | 0 | 0.003915 | 0
1992 | 282.3125 | 0.01566 | 0 | 0 | 0 | 0 | 0 | -0.003915 | 0.003991
1992 | 282.3229 | 0 | 0 | 0 | 0 | 0 | 0 | 0.003915 | 0
1992 | 282.3333 | 0 | 0 | 0 | 0 | 0 | 0 | 0.003915 | 0.019955
1992 | 282.3437 | 0 | 0 | 0 | 0 | 0 | 0 | 0.011745 | 0
1992 | 282.3542 | 0 | 0 | 0 | 0 | 0 | 0 | 0.01566 | 0
1992 | 282.3646 | 0 | 0 | 0 | 0 | 0 | 0 | -0.04698 | 0.003991
1992 | 282.375 | 0 | 0 | 0 | 0 | 0 | 0 | 0.027405 | 0.007982
1992 | 282.3854 | 0 | 0 | 0 | 0 | 0 | 0 | 0.035235 | -0.003991
1992 | 282.3958 | 0 | 0 | 0 | 0 | 0 | 0 | -0.03915 | 0.011973
1992 | 282.4062 | 0 | 0 | 0 | 0 | 0 | 0 | 0.01566 | 0
1992 | 282.4167 | 0.06264 | 0 | 0 | 0 | 0 | 0 | 0.03915 | 0.007982
1992 | 282.4271 | 0 | 0 | 0 | 0 | 0 | 0 | 0.03132 | 0.011973
1992 | 282.4375 | 0 | 0 | 0 | 0 | 0 | 0 | 0.019575 | 0
1992 | 282.4479 | 0 | 0 | 0 | 0 | 0 | 0 | 0.011745 | 0.007982
1992 | 282.4583 | 0 | 0 | 0 | 0 | 0 | 0 | 0.066555 | 5.6843e-14
1992 | 282.4687 | 0 | 0 | 0 | 0 | 0 | 0 | 0.043065 | 0.03991
1992 | 282.4792 | 0 | 0 | 0 | 0 | 0 | 0 | 0.027405 | 0.003991
1992 | 282.4896 | 0 | 0 | 0 | 0 | 0 | 0 | 0.04698 | 0.027937
1992 | 282.5 | 0 | 0 | 0 | 0 | 0 | 0 | -0.003915 | 0.011973
1992 | 282.5104 | 0 | 0 | 0 | 0 | 0 | 0 | 0.16443 | 0.027937
1992 | 282.5208 | 0 | 0 | 0 | 0 | 0 | 0 | 0.10179 | 0.043901
1992 | 282.5312 | 0 | 0 | 0 | 0 | 0 | 0 | 0.01566 | 0.015964
1992 | 282.5417 | 0 | 0 | 0 | 0 | 0 | 0 | 0.082215 | 0.035919
1992 | 282.5521 | 0 | 0 | 0 | 0 | 0 | 0 | 0.074385 | 0.023946
1992 | 282.5625 | 0 | 0 | 0 | 0 | 0 | 0 | 0.090045 | 0.031928
1992 | 282.5729 | 0 | 0 | 0 | 0 | 0 | 0 | 0.050895 | 0.027937
1992 | 282.5833 | 0 | 0 | 0 | 0 | 0 | 0 | 0.027405 | 0.035919
1992 | 282.5937 | 0 | 0 | 0 | 0 | 0 | 0 | 0.04698 | 0.043901
1992 | 282.6042 | 0 | 0 | 0 | 0 | 0 | 0 | 0.03132 | 0.019955
1992 | 282.6146 | 0 | 0 | 0 | 0 | 0 | 0 | 0.011745 | 0.023946
1992 | 282.625 | 0 | 0 | 0 | 0 | 0 | 0 | 0.10962 | 0.031928
1992 | 282.6354 | 0 | 0 | 0 | 0 | 0 | 0 | 0.01566 | 0.019955
1992 | 282.6458 | 0 | 0 | 0 | 0 | 0 | 0 | 0.027405 | 0.019955
1992 | 282.6562 | 0 | 0 | 0 | 0 | 0 | 0 | 0.02349 | 0.035919
1992 | 282.6667 | 0 | 0 | 0 | 0 | 0 | 0 | 0.03915 | 0.031928
1992 | 282.6771 | 0 | 0 | 0 | 0 | 0 | 0 | 0.0783 | 0.023946
1992 | 282.6875 | 0 | 0 | 0 | 0 | 0 | 0 | 0.027405 | 0.015964
1992 | 282.6979 | 0 | 0 | 0 | 0 | 0 | 0 | 0.058725 | 0.011973
1992 | 282.7083 | 0 | 0 | 0 | 0 | 0 | 0 | 0.003915 | 0.015964
1992 | 282.7187 | 0 | 0 | 0 | 0 | 0 | 0 | -0.011745 | 0.035919
1992 | 282.7292 | 0 | 0 | 0 | 0 | 0 | 0 | 0.10179 | 0.023946
1992 | 282.7396 | 0 | 0 | 0 | 0 | 0 | 0 | 0.02349 | 0.019955
1992 | 282.75 | 0 | 0 | 0 | 0 | 0 | 0 | 0.035235 | 0.015964
1992 | 282.7604 | 0 | 0 | 0 | 0 | 0 | 0 | 0.00783 | 0.019955
1992 | 282.7708 | 0 | 0 | 0 | 0 | 0 | 0 | 0.011745 | 0.003991
1992 | 282.7812 | 0 | 0 | 0 | 0 | 0 | 0 | 0.003915 | 0.011973
1992 | 282.7917 | 0 | 0 | 0 | 0 | 0 | 0 | -0.003915 | 0
1992 | 282.8021 | 0 | 0 | 0 | 0 | 0 | 0 | 0.003915 | 0.011973
1992 | 282.8125 | 0 | 0 | 0 | 0 | 0 | 0 | 0 | 0.007982
1992 | 282.8229 | 0 | 0 | 0 | 0 | 0 | 0 | -0.003915 | 0.003991
1992 | 282.8333 | 0 | 0 | 0 | 0 | 0 | 0 | 0.00783 | 0.003991
1992 | 282.8437 | 0 | 0 | 0 | 0 | 0 | 0 | -0.00783 | 0.003991
1992 | 282.8542 | 0 | 0 | 0 | 0 | 0 | 0 | 0 | 0.011973
1992 | 282.8646 | 0 | 0 | 0 | 0 | 0 | 0 | -0.003915 | 0.007982
1992 | 282.875 | 0 | 0 | 0 | 0 | 0 | 0 | 0.003915 | 0
1992 | 282.8854 | 0 | 0 | 0 | 0 | 0 | 0 | -0.011745 | 0.003991
1992 | 282.8958 | 0 | 0 | 0 | 0 | 0 | 0 | 0.011745 | 0.015964
1992 | 282.9062 | 0 | 0 | 0 | 0 | 0 | 0 | 0.01566 | 0.007982
1992 | 282.9167 | 0 | 0 | 0 | 0 | 0 | 0 | 0 | 0.007982
1992 | 282.9271 | 0 | 0 | 0 | 0 | 0 | 0 | 0.00783 | 0.003991
1992 | 282.9375 | 0.01566 | 0 | 0 | 0 | 0 | 0 | -0.019575 | 0.007982
1992 | 282.9479 | 0.02349 | 0 | 0 | 0 | 0 | 0 | 0.00783 | 0.011973
1992 | 282.9583 | 0 | 0 | 0 | 0 | 0 | 0 | -0.019575 | 0.015964
1992 | 282.9687 | 0 | 0 | 0 | 0 | 0 | 0 | -0.011745 | 0.007982
1992 | 282.9792 | 0 | 0 | 0 | 0 | 0 | 0 | 0.003915 | 0.015964
1992 | 282.9896 | 0 | 0 | 0 | 0 | 0 | 0 | 0.019575 | 0.015964
1992 | 283 | 0 | 0 | 0 | 0 | 0 | 0 | -0.02349 | 0.011973
1992 | 283.0104 | 0.01566 | 0 | 0 | 0 | 0 | 0 | 0 | 0.015964
1992 | 283.0208 | 0.00783 | 0 | 0 | 0 | 0 | 0 | 0.00783 | 0.011973
1992 | 283.0312 | 0.03915 | 0 | 0 | 0 | 0 | 0 | 0.01566 | 0.007982
1992 | 283.0417 | 0 | 0 | 0 | 0 | 0 | 0 | 0.03915 | 0.015964
1992 | 283.0521 | 0 | 0 | 0 | 0 | 0 | 0 | 0.03915 | 0.011973
1992 | 283.0625 | 0 | 0 | 0 | 0 | 0 | 0 | 0.027405 | 0
1992 | 283.0729 | 0 | 0 | 0 | 0 | 0 | 0 | 0.011745 | 0.011973
1992 | 283.0833 | 0.02349 | 0 | 0 | 0 | 0 | 0 | 0.00783 | 0.007982
1992 | 283.0937 | 0 | 0 | 0 | 0 | 0 | 0 | 0 | 0.011973
1992 | 283.1042 | 0.02349 | 0 | 0 | 0 | 0 | 0 | 0.00783 | 0.003991
1992 | 283.1146 | 0.05481 | 0 | 0 | 0 | 0 | 0 | -0.01566 | 0.023946
1992 | 283.125 | 0 | 0 | 0 | 0 | 0 | 0 | -0.00783 | 0.003991
1992 | 283.1354 | 0 | 0 | 0 | 0 | 0 | 0 | 0.01566 | 0.007982
1992 | 283.1458 | 0 | 0 | 0 | 0 | 0 | 0 | 0.01566 | 0.007982
1992 | 283.1562 | 0 | 0 | 0 | 0 | 0 | 0 | 0.035235 | 0.007982
1992 | 283.1667 | 0 | 0 | 0 | 0 | 0 | 0 | 0.04698 | 0.011973
1992 | 283.1771 | 0 | 0 | 0 | 0 | 0 | 0 | 0.01566 | 0
1992 | 283.1875 | 0 | 0 | 0 | 0 | 0 | 0 | 0.01566 | 0.003991
1992 | 283.1979 | 0 | 0 | 0 | 0 | 0 | 0 | 0.01566 | 0.007982
1992 | 283.2083 | 0 | 0 | 0 | 0 | 0 | 0 | 0.00783 | 0.007982
1992 | 283.2187 | 0 | 0 | 0 | 0 | 0 | 0 | -0.011745 | 0
1992 | 283.2292 | 0 | 0 | 0 | 0 | 0 | 0 | 0.02349 | 0.003991
1992 | 283.2396 | 0 | 0 | 0 | 0 | 0 | 0 | 0.00783 | 0.003991
1992 | 283.25 | 0 | 0 | 0 | 0 | 0 | 0 | 0.019575 | 0
1992 | 283.2604 | 0 | 0 | 0 | 0 | 0 | 0 | -0.003915 | 0.007982
1992 | 283.2708 | 0 | 0 | 0 | 0 | 0 | 0 | 0.00783 | 0
1992 | 283.2812 | 0 | 0 | 0 | 0 | 0 | 0 | 0.011745 | 0.007982
1992 | 283.2917 | 0 | 0 | 0 | 0 | 0 | 0 | -0.003915 | 0
1992 | 283.3021 | 0 | 0 | 0 | 0 | 0 | 0 | 0.003915 | 0
1992 | 283.3125 | 0.02349 | 0 | 0 | 0 | 0 | 0 | -0.011745 | 0
1992 | 283.3229 | 0.03132 | 0 | 0 | 0 | 0 | 0 | -0.00783 | 0.003991
1992 | 283.3333 | 0 | 0 | 0 | 0 | 0 | 0 | 0.019575 | 0.003991
1992 | 283.3437 | 0 | 0 | 0 | 0 | 0 | 0 | 0 | -0.003991
1992 | 283.3542 | 0 | 0 | 0 | 0 | 0 | 0 | 0.03915 | -0.003991
1992 | 283.3646 | 0 | 0 | 0 | 0 | 0 | 0 | 0.019575 | 5.6843e-14
1992 | 283.375 | 0 | 0 | 0 | 0 | 0 | 0 | 0.011745 | -0.007982
1992 | 283.3854 | 0.03132 | 0.015964 | 0 | 0 | 0 | 0 | -0.003915 | 0.007982
1992 | 283.3958 | 0.06264 | 0 | 0 | 0 | 0 | 0 | 1.1369e-13 | -1.1369e-13
1992 | 283.4062 | 0 | 0.015964 | 0 | 0 | 0 | 0 | 0.01566 | 0
1992 | 283.4167 | 0 | 0 | 0 | 0 | 0 | 0 | 0.08613 | 0.011973
1992 | 283.4271 | 0 | 0 | 0 | 0 | 0 | 0 | 0.050895 | -0.003991
1992 | 283.4375 | 0 | 0.015964 | 0 | 0 | 0 | 0 | 0 | 0.007982
1992 | 283.4479 | 0 | 0.023946 | 0 | 0 | 0 | 0 | 0.01566 | -0.003991
1992 | 283.4583 | 0 | 0 | 0 | 0 | 0 | 0 | 0.035235 | 0.015964
1992 | 283.4687 | 0 | 0 | 0 | 0 | 0 | 0 | 0 | -0.003991
1992 | 283.4792 | 0 | 0 | 0 | 0 | 0 | 0 | 0.03132 | 0.015964
1992 | 283.4896 | 0 | 0 | 0 | 0 | 0 | 0 | 0.02349 | -0.003991
1992 | 283.5 | 0 | 0 | 0 | 0 | 0 | 0 | 0.07047 | 0.003991
1992 | 283.5104 | 0 | 0 | 0 | 0 | 0 | 0 | 0.050895 | 0.011973
1992 | 283.5208 | 0 | 0 | 0 | 0 | 0 | 0 | 0.00783 | 0.019955
1992 | 283.5312 | 0 | 0 | 0 | 0 | 0 | 0 | -0.01566 | 0.023946
1992 | 283.5417 | 0 | 0 | 0 | 0 | 0 | 0 | -0.003915 | 0.015964
1992 | 283.5521 | 0 | 0 | 0 | 0 | 0 | 0 | 0.0783 | 0.055874
1992 | 283.5625 | 0 | 0 | 0 | 0 | 0 | 0 | 0.066555 | 0.015964
1992 | 283.5729 | 0 | 0 | 0 | 0 | 0 | 0 | -0.003915 | 0.03991
1992 | 283.5833 | 0 | 0 | 0 | 0 | 0 | 0 | 0.050895 | 0.011973
1992 | 283.5937 | 0 | 0 | 0 | 0 | 0 | 0 | 0.043065 | 0.035919
1992 | 283.6042 | 0 | 0 | 0 | 0 | 0 | 0 | 0.027405 | 0.015964
1992 | 283.6146 | 0 | 0 | 0 | 0 | 0 | 0 | 0.00783 | 0.035919
1992 | 283.625 | 0 | 0 | 0 | 0 | 0 | 0 | 0.00783 | 0.015964
1992 | 283.6354 | 0 | 0 | 0 | 0 | 0 | 0 | -0.011745 | 0.015964
1992 | 283.6458 | 0 | 0 | 0 | 0 | 0 | 0 | 0.06264 | 0.023946
1992 | 283.6562 | 0 | 0 | 0 | 0 | 0 | 0 | 0.066555 | 0.027937
1992 | 283.6667 | 0 | 0 | 0 | 0 | 0 | 0 | -0.035235 | 0.015964
1992 | 283.6771 | 0 | 0 | 0 | 0 | 0 | 0 | 0.066555 | 0.015964
1992 | 283.6875 | 0 | 0 | 0 | 0 | 0 | 0 | 0.019575 | 0.023946
1992 | 283.6979 | 0 | 0 | 0 | 0 | 0 | 0 | -0.01566 | 0.023946
1992 | 283.7083 | 0 | 0 | 0 | 0 | 0 | 0 | 0.043065 | 0.023946
1992 | 283.7187 | 0 | 0 | 0 | 0 | 0 | 0 | 0.03915 | 0.023946
1992 | 283.7292 | 0 | 0 | 0 | 0 | 0 | 0 | 0.03132 | 0.011973
1992 | 283.7396 | 0 | 0 | 0 | 0 | 0 | 0 | 0.050895 | 0.027937
1992 | 283.75 | 0 | 0 | 0 | 0 | 0 | 0 | 0.01566 | 0.023946
1992 | 283.7604 | 0 | 0 | 0 | 0 | 0 | 0 | 0.01566 | 0.015964
1992 | 283.7708 | 0 | 0 | 0 | 0 | 0 | 0 | -0.003915 | 0.011973
1992 | 283.7812 | 0 | 0 | 0 | 0 | 0 | 0 | 0.00783 | 0.015964
1992 | 283.7917 | 0 | 0 | 0 | 0 | 0 | 0 | 0 | 0.003991
1992 | 283.8021 | 0 | 0 | 0 | 0 | 0 | 0 | 0.003915 | 0.007982
1992 | 283.8125 | 0 | 0 | 0 | 0 | 0 | 0 | 0.00783 | 0.007982
1992 | 283.8229 | 0 | 0 | 0 | 0 | 0 | 0 | 0.00783 | 0.003991
1992 | 283.8333 | 0 | 0 | 0 | 0 | 0 | 0 | 1.1369e-13 | 0.011973
1992 | 283.8437 | 0 | 0 | 0 | 0 | 0 | 0 | 0.003915 | 0.003991
1992 | 283.8542 | 0 | 0 | 0 | 0 | 0 | 0 | 0.011745 | 0.003991
1992 | 283.8646 | 0 | 0 | 0 | 0 | 0 | 0 | -0.00783 | 0
1992 | 283.875 | 0 | 0 | 0 | 0 | 0 | 0 | 0 | 0.007982
1992 | 283.8854 | 0.03915 | 0 | 0 | 0 | 0 | 0 | -0.03915 | 0
1992 | 283.8958 | 0 | 0 | 0 | 0 | 0 | 0 | 0.043065 | 0.043901
1992 | 283.9062 | 0 | 0 | 0 | 0 | 0 | 0 | -0.003915 | 0.007982
1992 | 283.9167 | 0 | 0 | 0 | 0 | 0 | 0 | 0.011745 | 0.035919
1992 | 283.9271 | 0 | 0 | 0 | 0 | 0 | 0 | 0.00783 | 0.03991
1992 | 283.9375 | 0 | 0 | 0 | 0 | 0 | 0 | -0.02349 | -0.003991
1992 | 283.9479 | 0 | 0.007982 | 0 | 0 | 0 | 0 | 0.02349 | -0.011973
1992 | 283.9583 | 0 | 0 | 0 | 0 | 0 | 0 | -0.003915 | 0
1992 | 283.9687 | 0 | 0 | 0 | 0 | 0 | 0 | 0.003915 | 0.027937
1992 | 283.9792 | 0 | 0 | 0 | 0 | 0 | 0 | 0.00783 | 0.015964
1992 | 283.9896 | 0 | 0 | 0 | 0 | 0 | 0 | -0.003915 | -0.003991
1992 | 284 | 0 | 0 | 0 | 0 | 0 | 0 | 0 | 0
1992 | 284.0104 | 0 | 0 | 0 | 0 | 0 | 0 | 0.011745 | 0
1992 | 284.0208 | 0 | 0 | 0 | 0 | 0 | 0 | 0.003915 | 0.007982
1992 | 284.0312 | 0 | 0 | 0 | 0 | 0 | 0 | 0 | 0.003991
1992 | 284.0417 | 0 | 0 | 0 | 0 | 0 | 0 | 0.00783 | 0.015964
1992 | 284.0521 | 0 | 0 | 0 | 0 | 0 | 0 | -0.00783 | 0
1992 | 284.0625 | 0 | 0 | 0 | 0 | 0 | 0 | 0 | 0
1992 | 284.0729 | 0 | 0 | 0 | 0 | 0 | 0 | 0.011745 | 0.007982
1992 | 284.0833 | 0 | 0 | 0 | 0 | 0 | 0 | 0.00783 | 0.003991
1992 | 284.0937 | 0 | 0 | 0 | 0 | 0 | 0 | 0.003915 | 0.007982
1992 | 284.1042 | 0 | 0 | 0 | 0 | 0 | 0 | -0.003915 | 0.007982
1992 | 284.1146 | 0 | 0 | 0 | 0 | 0 | 0 | 0.003915 | 0.003991
1992 | 284.125 | 0 | 0 | 0 | 0 | 0 | 0 | 0.00783 | 0.003991
1992 | 284.1354 | 0 | 0 | 0 | 0 | 0 | 0 | 0.011745 | 0
1992 | 284.1458 | 0 | 0 | 0 | 0 | 0 | 0 | -0.003915 | 0.007982
1992 | 284.1562 | 0 | 0 | 0 | 0 | 0 | 0 | 0.003915 | 0.003991
1992 | 284.1667 | 0 | 0 | 0 | 0 | 0 | 0 | -0.003915 | 0.003991
1992 | 284.1771 | 0 | 0 | 0 | 0 | 0 | 0 | 0.003915 | 0.007982
1992 | 284.1875 | 0 | 0 | 0 | 0 | 0 | 0 | -0.003915 | -0.003991
1992 | 284.1979 | 0.00783 | 0 | 0 | 0 | 0 | 0 | 0.003915 | 0.003991
1992 | 284.2083 | 0 | 0 | 0 | 0 | 0 | 0 | 0.003915 | 0.007982
1992 | 284.2187 | 0 | 0 | 0 | 0 | 0 | 0 | 0 | 0
1992 | 284.2292 | 0.00783 | 0 | 0 | 0 | 0 | 0 | -0.003915 | 0
1992 | 284.2396 | 0 | 0 | 0 | 0 | 0 | 0 | 0.003915 | 0.003991
1992 | 284.25 | 0 | 0 | 0 | 0 | 0 | 0 | 0 | 0.007982
1992 | 284.2604 | 0 | 0 | 0 | 0 | 0 | 0 | 0.003915 | 0.003991
1992 | 284.2708 | 0 | 0 | 0 | 0 | 0 | 0 | -0.00783 | 0.003991
1992 | 284.2812 | 0 | 0 | 0 | 0 | 0 | 0 | -0.003915 | 0
1992 | 284.2917 | 0 | 0 | 0 | 0 | 0 | 0 | 0.003915 | 0.007982
1992 | 284.3021 | 0 | 0 | 0 | 0 | 0 | 0 | 0 | 0.003991
1992 | 284.3125 | 0 | 0 | 0 | 0 | 0 | 0 | -0.003915 | -0.003991
1992 | 284.3229 | 0 | 0 | 0 | 0 | 0 | 0 | -0.003915 | 0.003991
1992 | 284.3333 | 0 | 0 | 0 | 0 | 0 | 0 | -0.011745 | -0.003991
1992 | 284.3437 | 0 | 0 | 0 | 0 | 0 | 0 | 0.003915 | -0.003991
1992 | 284.3542 | 0 | 0 | 0 | 0 | 0 | 0 | -0.00783 | 0
1992 | 284.3646 | 0 | 0 | 0 | 0 | 0 | 0 | 0.003915 | -0.007982
1992 | 284.375 | 0 | 0 | 0 | 0 | 0 | 0 | 0.03132 | 0.003991
1992 | 284.3854 | 0 | 0 | 0 | 0 | 0 | 0 | 0.00783 | -0.003991
1992 | 284.3958 | 0 | 0.015964 | 0 | 0 | 0 | 0 | 0.003915 | 0
1992 | 284.4062 | 0 | 0 | 0 | 0 | 0 | 0 | 0.03132 | 0.003991
1992 | 284.4167 | 0 | 0 | 0 | 0 | 0 | 0 | 0.00783 | -0.003991
1992 | 284.4271 | 0 | 0.007982 | 0 | 0 | 0 | 0 | 0.01566 | 0.023946
1992 | 284.4375 | 0 | 0 | 0 | 0 | 0 | 0 | 0.01566 | -0.027937
1992 | 284.4479 | 0 | 0 | 0 | 0 | 0 | 0 | 0.035235 | 0.015964
1992 | 284.4583 | 0 | 0 | 0 | 0 | 0 | 0 | 0.02349 | -0.003991
1992 | 284.4687 | 0 | 0 | 0 | 0 | 0 | 0 | 0.02349 | -0.007982
1992 | 284.4792 | 0 | 0 | 0 | 0 | 0 | 0 | 0.04698 | 0.007982
1992 | 284.4896 | 0 | 0 | 0 | 0 | 0 | 0 | 0.003915 | -0.015964
1992 | 284.5 | 0 | 0 | 0 | 0 | 0 | 0 | 0.02349 | 0.023946
1992 | 284.5104 | 0 | 0 | 0 | 0 | 0 | 0 | 0.01566 | 0
1992 | 284.5208 | 0 | 0 | 0 | 0 | 0 | 0 | 0.03132 | 0.007982
1992 | 284.5312 | 0 | 0 | 0 | 0 | 0 | 0 | 0.03915 | 0.031928
1992 | 284.5417 | 0 | 0 | 0 | 0 | 0 | 0 | 0.035235 | 0.015964
1992 | 284.5521 | 0 | 0 | 0 | 0 | 0 | 0 | 0.02349 | 0.007982
1992 | 284.5625 | 0 | 0 | 0 | 0 | 0 | 0 | 0.019575 | 0.031928
1992 | 284.5729 | 0 | 0 | 0 | 0 | 0 | 0 | 0 | 0.031928
1992 | 284.5833 | 0 | 0 | 0 | 0 | 0 | 0 | 0.03915 | 0.011973
1992 | 284.5937 | 0 | 0 | 0 | 0 | 0 | 0 | 0.00783 | 0.027937
1992 | 284.6042 | 0 | 0 | 0 | 0 | 0 | 0 | 0.03915 | 0.011973
1992 | 284.6146 | 0 | 0 | 0 | 0 | 0 | 0 | 0.003915 | 0.019955
1992 | 284.625 | 0 | 0 | 0 | 0 | 0 | 0 | -0.003915 | 0.019955
1992 | 284.6354 | 0 | 0 | 0 | 0 | 0 | 0 | 0.06264 | 0.015964
1992 | 284.6458 | 0 | 0 | 0 | 0 | 0 | 0 | -0.00783 | 0.023946
1992 | 284.6562 | 0 | 0 | 0 | 0 | 0 | 0 | 0.00783 | 0.011973
1992 | 284.6667 | 0 | 0 | 0 | 0 | 0 | 0 | 0.03132 | 0.011973
1992 | 284.6771 | 0 | 0 | 0 | 0 | 0 | 0 | 0.00783 | 0.019955
1992 | 284.6875 | 0 | 0 | 0 | 0 | 0 | 0 | 0.00783 | 0.015964
1992 | 284.6979 | 0 | 0 | 0 | 0 | 0 | 0 | 0.01566 | 0.011973
1992 | 284.7083 | 0 | 0 | 0 | 0 | 0 | 0 | 0.00783 | 0.015964
1992 | 284.7187 | 0 | 0 | 0 | 0 | 0 | 0 | 0.00783 | 0.015964
1992 | 284.7292 | 0 | 0 | 0 | 0 | 0 | 0 | 0.011745 | 0.011973
1992 | 284.7396 | 0 | 0 | 0 | 0 | 0 | 0 | 0 | 0.015964
1992 | 284.75 | 0 | 0 | 0 | 0 | 0 | 0 | 0.00783 | 0.007982
1992 | 284.7604 | 0 | 0 | 0 | 0 | 0 | 0 | 0.00783 | 0.011973
1992 | 284.7708 | 0 | 0 | 0 | 0 | 0 | 0 | 0.011745 | 0.003991
1992 | 284.7812 | 0 | 0 | 0 | 0 | 0 | 0 | -0.011745 | 0.007982
1992 | 284.7917 | 0 | 0 | 0 | 0 | 0 | 0 | 0.003915 | 0.007982
1992 | 284.8021 | 0 | 0 | 0 | 0 | 0 | 0 | 0.00783 | 0.003991
1992 | 284.8125 | 0 | 0 | 0 | 0 | 0 | 0 | 0.003915 | 0.003991
1992 | 284.8229 | 0 | 0 | 0 | 0 | 0 | 0 | 0.00783 | 0.007982
1992 | 284.8333 | 0 | 0 | 0 | 0 | 0 | 0 | 0 | 0.007982
1992 | 284.8437 | 0 | 0 | 0 | 0 | 0 | 0 | -0.00783 | 0
1992 | 284.8542 | 0 | 0 | 0 | 0 | 0 | 0 | -0.003915 | 0.003991
1992 | 284.8646 | 0 | 0 | 0 | 0 | 0 | 0 | 0 | 0.003991
1992 | 284.875 | 0 | 0 | 0 | 0 | 0 | 0 | 0.003915 | 0.003991
1992 | 284.8854 | 0 | 0 | 0 | 0 | 0 | 0 | -0.011745 | 0.003991
1992 | 284.8958 | 0 | 0 | 0 | 0 | 0 | 0 | 0 | 0
1992 | 284.9062 | 0 | 0 | 0 | 0 | 0 | 0 | 0.011745 | 0
1992 | 284.9167 | 0 | 0 | 0 | 0 | 0 | 0 | -0.003915 | 0.003991
1992 | 284.9271 | 0 | 0 | 0 | 0 | 0 | 0 | 0 | 0.003991
1992 | 284.9375 | 0 | 0 | 0 | 0 | 0 | 0 | 0 | 0.007982
1992 | 284.9479 | 0 | 0 | 0 | 0 | 0 | 0 | -0.00783 | -0.003991
1992 | 284.9583 | 0 | 0 | 0 | 0 | 0 | 0 | 0.00783 | 0.003991
1992 | 284.9687 | 0 | 0 | 0 | 0 | 0 | 0 | -0.003915 | 0
1992 | 284.9792 | 0.00783 | 0 | 0 | 0 | 0 | 0 | -0.00783 | 0.011973
1992 | 284.9896 | 0 | 0 | 0 | 0 | 0 | 0 | 0.01566 | -0.003991
1992 | 285 | 0 | 0 | 0 | 0 | 0 | 0 | -0.00783 | 0.003991
1992 | 285.0104 | 0 | 0 | 0 | 0 | 0 | 0 | 0 | 0.007982
1992 | 285.0208 | 0 | 0 | 0 | 0 | 0 | 0 | -0.00783 | 0
1992 | 285.0312 | 0 | 0 | 0 | 0 | 0 | 0 | -0.003915 | 0.011973
1992 | 285.0417 | 0 | 0 | 0 | 0 | 0 | 0 | 0.003915 | 0
1992 | 285.0521 | 0 | 0 | 0 | 0 | 0 | 0 | -0.00783 | 0.003991
1992 | 285.0625 | 0 | 0 | 0 | 0 | 0 | 0 | -0.003915 | 0.003991
1992 | 285.0729 | 0 | 0 | 0 | 0 | 0 | 0 | 0 | 0.011973
1992 | 285.0833 | 0 | 0 | 0 | 0 | 0 | 0 | 0.00783 | 0
1992 | 285.0937 | 0 | 0 | 0 | 0 | 0 | 0 | -0.00783 | 0.003991
1992 | 285.1042 | 0 | 0 | 0 | 0 | 0 | 0 | 0.003915 | 0.003991
1992 | 285.1146 | 0 | 0 | 0 | 0 | 0 | 0 | 0 | 0.003991
1992 | 285.125 | 0 | 0 | 0 | 0 | 0 | 0 | 0.003915 | 0.003991
1992 | 285.1354 | 0 | 0 | 0 | 0 | 0 | 0 | 0 | 0
1992 | 285.1458 | 0 | 0 | 0 | 0 | 0 | 0 | 0.00783 | 0.007982
1992 | 285.1562 | 0.01566 | 0 | 0 | 0 | 0 | 0 | -0.003915 | 0
1992 | 285.1667 | 0 | 0 | 0 | 0 | 0 | 0 | 0.00783 | 0.003991
1992 | 285.1771 | 0 | 0 | 0 | 0 | 0 | 0 | 0 | 0.003991
1992 | 285.1875 | 0 | 0 | 0 | 0 | 0 | 0 | -0.01566 | 0
1992 | 285.1979 | 0 | 0 | 0 | 0 | 0 | 0 | 1.1369e-13 | 0.007982
1992 | 285.2083 | 0 | 0 | 0 | 0 | 0 | 0 | -0.003915 | 0.003991
1992 | 285.2187 | 0 | 0 | 0 | 0 | 0 | 0 | -0.003915 | 0.003991
1992 | 285.2292 | 0 | 0 | 0 | 0 | 0 | 0 | 0.003915 | -0.003991
1992 | 285.2396 | 0 | 0 | 0 | 0 | 0 | 0 | 0.003915 | 0.007982
1992 | 285.25 | 0.01566 | 0 | 0 | 0 | 0 | 0 | 0.019575 | 0.003991
1992 | 285.2604 | 0 | 0 | 0 | 0 | 0 | 0 | 0 | -0.003991
1992 | 285.2708 | 0 | 0 | 0 | 0 | 0 | 0 | -0.019575 | 0.011973
1992 | 285.2812 | 0.02349 | 0 | 0 | 0 | 0 | 0 | 0 | 0
1992 | 285.2917 | 0.03915 | 0 | 0 | 0 | 0 | 0 | 0 | 0.015964
1992 | 285.3021 | 0.02349 | 0 | 0 | 0 | 0 | 0 | 0.003915 | 0
1992 | 285.3125 | 0 | 0 | 0 | 0 | 0 | 0 | 0.011745 | 0.003991
1992 | 285.3229 | 0 | 0 | 0 | 0 | 0 | 0 | 0.003915 | 0.007982
1992 | 285.3333 | 0 | 0 | 0 | 0 | 0 | 0 | -0.011745 | 0.007982
1992 | 285.3437 | 0.03915 | 0 | 0 | 0 | 0 | 0 | -0.027405 | -0.003991
1992 | 285.3542 | 0.03132 | 0 | 0 | 0 | 0 | 0 | 0.003915 | 0
1992 | 285.3646 | 0 | 0 | 0 | 0 | 0 | 0 | 0.019575 | -0.003991
1992 | 285.375 | 0.07047 | 0 | 0 | 0 | 0 | 0 | 0 | 0
1992 | 285.3854 | 0 | 0 | 0 | 0 | 0 | 0 | -0.019575 | -5.6843e-14
1992 | 285.3958 | 0 | 0 | 0 | 0 | 0 | 0 | 0.01566 | -0.003991
1992 | 285.4062 | 0.09396 | 0.031928 | 0 | 0 | 0 | 0 | 0.10179 | 0.007982
1992 | 285.4167 | 0 | 0 | 0 | 0 | 0 | 0 | -0.043065 | 0.015964
1992 | 285.4271 | 0 | 0 | 0 | 0 | 0 | 0 | 0.0783 | -0.019955
1992 | 285.4375 | 0 | 0.015964 | 0 | 0 | 0 | 0 | 0.035235 | 0.003991
1992 | 285.4479 | 0 | 0 | 0 | 0 | 0 | 0 | 0 | 0.007982
1992 | 285.4583 | 0 | 0 | 0 | 0 | 0 | 0 | 0.011745 | -0.011973
1992 | 285.4687 | 0 | 0 | 0 | 0 | 0 | 0 | -0.03132 | -0.003991
1992 | 285.4792 | 0 | 0 | 0 | 0 | 0 | 0 | 0.12136 | 0.023946
1992 | 285.4896 | 0 | 0 | 0 | 0 | 0 | 0 | 0.035235 | 0
1992 | 285.5 | 0 | 0 | 0 | 0 | 0 | 0 | -0.02349 | 0.015964
1992 | 285.5104 | 0 | 0 | 0 | 0 | 0 | 0 | 0.066555 | 0.007982
1992 | 285.5208 | 0 | 0 | 0 | 0 | 0 | 0 | 0.07047 | 0.003991
1992 | 285.5312 | 0 | 0 | 0 | 0 | 0 | 0 | -0.003915 | 0.027937
1992 | 285.5417 | 0 | 0 | 0 | 0 | 0 | 0 | -0.00783 | 0.023946
1992 | 285.5521 | 0 | 0 | 0 | 0 | 0 | 0 | 0.03132 | 0.015964
1992 | 285.5625 | 0 | 0 | 0 | 0 | 0 | 0 | 0.01566 | 0.011973
1992 | 285.5729 | 0 | 0 | 0 | 0 | 0 | 0 | 0.074385 | 0.031928
1992 | 285.5833 | 0 | 0 | 0 | 0 | 0 | 0 | 0.035235 | 0.015964
1992 | 285.5937 | 0 | 0 | 0 | 0 | 0 | 0 | -0.02349 | 0.023946
1992 | 285.6042 | 0 | 0 | 0 | 0 | 0 | 0 | 0.08613 | 0.019955
1992 | 285.6146 | 0 | 0 | 0 | 0 | 0 | 0 | 0.01566 | 0.043901
1992 | 285.625 | 0 | 0 | 0 | 0 | 0 | 0 | 0.00783 | 0.007982
1992 | 285.6354 | 0 | 0 | 0 | 0 | 0 | 0 | -0.03132 | 0.003991
1992 | 285.6458 | 0 | 0 | 0 | 0 | 0 | 0 | 0.058725 | 0
1992 | 285.6562 | 0 | 0 | 0 | 0 | 0 | 0 | 0.01566 | 0.027937
1992 | 285.6667 | 0 | 0 | 0 | 0 | 0 | 0 | 0 | 0.007982
1992 | 285.6771 | 0 | 0 | 0 | 0 | 0 | 0 | 0.035235 | 0.027937
1992 | 285.6875 | 0 | 0 | 0 | 0 | 0 | 0 | 0.04698 | 0.027937
1992 | 285.6979 | 0 | 0 | 0 | 0 | 0 | 0 | 0.043065 | 0.023946
1992 | 285.7083 | 0 | 0 | 0 | 0 | 0 | 0 | 0.035235 | 0.011973
1992 | 285.7187 | 0 | 0 | 0 | 0 | 0 | 0 | 0.019575 | 0.015964
1992 | 285.7292 | 0 | 0 | 0 | 0 | 0 | 0 | 0.05481 | 0.023946
1992 | 285.7396 | 0 | 0 | 0 | 0 | 0 | 0 | 0.00783 | 0.011973
1992 | 285.75 | 0 | 0 | 0 | 0 | 0 | 0 | 0.019575 | 0.007982
1992 | 285.7604 | 0 | 0 | 0 | 0 | 0 | 0 | 0.011745 | 0.011973
1992 | 285.7708 | 0 | 0 | 0 | 0 | 0 | 0 | 0.00783 | 0.015964
1992 | 285.7812 | 0 | 0 | 0 | 0 | 0 | 0 | 0 | 0.003991
1992 | 285.7917 | 0 | 0 | 0 | 0 | 0 | 0 | 0.011745 | 0.011973
1992 | 285.8021 | 0 | 0 | 0 | 0 | 0 | 0 | -0.003915 | 0.003991
1992 | 285.8125 | 0 | 0 | 0 | 0 | 0 | 0 | 0 | 0
1992 | 285.8229 | 0 | 0 | 0 | 0 | 0 | 0 | 0.003915 | 0.003991
1992 | 285.8333 | 0 | 0 | 0 | 0 | 0 | 0 | 0 | 0.003991
1992 | 285.8437 | 0 | 0 | 0 | 0 | 0 | 0 | -0.003915 | 0
1992 | 285.8542 | 0 | 0 | 0 | 0 | 0 | 0 | 0 | 0.003991
1992 | 285.8646 | 0 | 0 | 0 | 0 | 0 | 0 | -0.003915 | 0.003991
1992 | 285.875 | 0 | 0 | 0 | 0 | 0 | 0 | -0.003915 | 0.007982
1992 | 285.8854 | 0 | 0 | 0 | 0 | 0 | 0 | 0.003915 | -0.003991
1992 | 285.8958 | 0 | 0 | 0 | 0 | 0 | 0 | -0.003915 | 0.003991
1992 | 285.9062 | 0 | 0 | 0 | 0 | 0 | 0 | 0 | 0
1992 | 285.9167 | 0.00783 | 0 | 0 | 0 | 0 | 0 | 0.00783 | 0.003991
1992 | 285.9271 | 0 | 0 | 0 | 0 | 0 | 0 | 0 | 0.003991
1992 | 285.9375 | 0 | 0 | 0 | 0 | 0 | 0 | -0.00783 | 0.003991
1992 | 285.9479 | 0 | 0 | 0 | 0 | 0 | 0 | 0.00783 | 0
1992 | 285.9583 | 0.01566 | 0 | 0 | 0 | 0 | 0 | -0.011745 | 0.003991
1992 | 285.9687 | 0 | 0 | 0 | 0 | 0 | 0 | 0.01566 | 0.007982
1992 | 285.9792 | 0 | 0 | 0 | 0 | 0 | 0 | 0 | -0.003991
1992 | 285.9896 | 0 | 0 | 0 | 0 | 0 | 0 | 0.003915 | 0.003991
1992 | 286 | 0 | 0 | 0 | 0 | 0 | 0 | -0.00783 | 0
1992 | 286.0104 | 0 | 0 | 0 | 0 | 0 | 0 | 0 | 0.007982
1992 | 286.0208 | 0 | 0 | 0 | 0 | 0 | 0 | -0.003915 | 0.007982
1992 | 286.0312 | 0 | 0 | 0 | 0 | 0 | 0 | 0 | -0.003991
1992 | 286.0417 | 0 | 0 | 0 | 0 | 0 | 0 | 0.00783 | 0.003991
1992 | 286.0521 | 0 | 0 | 0 | 0 | 0 | 0 | -0.00783 | 0
1992 | 286.0625 | 0 | 0 | 0 | 0 | 0 | 0 | -0.00783 | 0.007982
1992 | 286.0729 | 0 | 0 | 0 | 0 | 0 | 0 | 0.011745 | 0
1992 | 286.0833 | 0 | 0 | 0 | 0 | 0 | 0 | 1.1369e-13 | 0.003991
1992 | 286.0937 | 0 | 0 | 0 | 0 | 0 | 0 | 0 | -0.007982
1992 | 286.1042 | 0 | 0 | 0 | 0 | 0 | 0 | -0.011745 | 0.007982
1992 | 286.1146 | 0 | 0 | 0 | 0 | 0 | 0 | 0.003915 | 0.003991
1992 | 286.125 | 0 | 0 | 0 | 0 | 0 | 0 | -0.003915 | 0
1992 | 286.1354 | 0 | 0 | 0 | 0 | 0 | 0 | -0.00783 | 0
1992 | 286.1458 | 0 | 0 | 0 | 0 | 0 | 0 | -0.003915 | 0.007982
1992 | 286.1562 | 0 | 0 | 0 | 0 | 0 | 0 | -0.00783 | 0.003991
1992 | 286.1667 | 0 | 0 | 0 | 0 | 0 | 0 | 0.00783 | -0.003991
1992 | 286.1771 | 0 | 0 | 0 | 0 | 0 | 0 | 0.011745 | 0
1992 | 286.1875 | 0 | 0 | 0 | 0 | 0 | 0 | -0.003915 | 0
1992 | 286.1979 | 0 | 0 | 0 | 0 | 0 | 0 | 0.003915 | 0.007982
1992 | 286.2083 | 0 | 0 | 0 | 0 | 0 | 0 | -0.003915 | 0
1992 | 286.2187 | 0 | 0 | 0 | 0 | 0 | 0 | -0.011745 | 0
1992 | 286.2292 | 0 | 0 | 0 | 0 | 0 | 0 | -0.003915 | 0
1992 | 286.2396 | 0 | 0 | 0 | 0 | 0 | 0 | 0.01566 | 0
1992 | 286.25 | 0 | 0 | 0 | 0 | 0 | 0 | 0.00783 | 0.007982
1992 | 286.2604 | 0 | 0 | 0 | 0 | 0 | 0 | -0.003915 | 0
1992 | 286.2708 | 0 | 0 | 0 | 0 | 0 | 0 | 0 | 0.003991
1992 | 286.2812 | 0 | 0 | 0 | 0 | 0 | 0 | 0.003915 | 0
1992 | 286.2917 | 0.01566 | 0 | 0 | 0 | 0 | 0 | 0.003915 | 0.011973
1992 | 286.3021 | 0 | 0 | 0 | 0 | 0 | 0 | 0 | 0
1992 | 286.3125 | 0 | 0 | 0 | 0 | 0 | 0 | 0.003915 | -0.003991
1992 | 286.3229 | 0 | 0 | 0 | 0 | 0 | 0 | -0.011745 | -0.003991
1992 | 286.3333 | 0 | 0 | 0 | 0 | 0 | 0 | -0.00783 | 0.007982
1992 | 286.3437 | 0 | 0 | 0 | 0 | 0 | 0 | 0 | 0
1992 | 286.3542 | 0 | 0.007982 | 0 | 0 | 0 | 0 | 0.00783 | 0
1992 | 286.3646 | 0 | 0 | 0 | 0 | 0 | 0 | 0 | 0
1992 | 286.375 | 0 | 0.007982 | 0 | 0 | 0 | 0 | 0.011745 | -5.6843e-14
1992 | 286.3854 | 0 | 0.007982 | 0 | 0 | 0 | 0 | 0.01566 | -5.6843e-14
1992 | 286.3958 | 0 | 0.015964 | 0 | 0 | 0 | 0 | 0.00783 | 0
1992 | 286.4062 | 0 | 0.007982 | 0 | 0 | 0 | 0 | -0.003915 | -5.6843e-14
1992 | 286.4167 | 0 | 0.007982 | 0 | 0 | 0 | 0 | 0.027405 | -5.6843e-14
1992 | 286.4271 | 0 | 0.007982 | 0 | 0 | 0 | 0 | 0.019575 | -0.007982
1992 | 286.4375 | 0 | 0 | 0 | 0 | 0 | 0 | 0.01566 | 0
1992 | 286.4479 | 0 | 0 | 0 | 0 | 0 | 0 | 0.02349 | -0.003991
1992 | 286.4583 | 0 | 0 | 0 | 0 | 0 | 0 | 0.01566 | 0.011973
1992 | 286.4687 | 0 | 0 | 0 | 0 | 0 | 0 | 0.01566 | -0.007982
1992 | 286.4792 | 0 | 0 | 0 | 0 | 0 | 0 | 0.03915 | 0
1992 | 286.4896 | 0 | 0 | 0 | 0 | 0 | 0 | 0.003915 | 0.011973
1992 | 286.5 | 0 | 0 | 0 | 0 | 0 | 0 | 0.03132 | 0.027937
1992 | 286.5104 | 0 | 0 | 0 | 0 | 0 | 0 | 0.035235 | -0.003991
1992 | 286.5208 | 0 | 0 | 0 | 0 | 0 | 0 | -0.03132 | 0.015964
1992 | 286.5312 | 0 | 0 | 0 | 0 | 0 | 0 | 0.043065 | 0.027937
1992 | 286.5417 | 0 | 0 | 0 | 0 | 0 | 0 | 1.1369e-13 | 0.011973
1992 | 286.5521 | 0 | 0 | 0 | 0 | 0 | 0 | 0.043065 | 0.023946
1992 | 286.5625 | 0 | 0 | 0 | 0 | 0 | 0 | 0.00783 | 0.031928
1992 | 286.5729 | 0 | 0 | 0 | 0 | 0 | 0 | 0.01566 | 0.031928
1992 | 286.5833 | 0 | 0 | 0 | 0 | 0 | 0 | 0.011745 | 0.027937
1992 | 286.5937 | 0 | 0 | 0 | 0 | 0 | 0 | -0.058725 | 0.015964
1992 | 286.6042 | 0 | 0 | 0 | 0 | 0 | 0 | 0.05481 | 0.023946
1992 | 286.6146 | 0 | 0 | 0 | 0 | 0 | 0 | 0.019575 | 0.023946
1992 | 286.625 | 0 | 0 | 0 | 0 | 0 | 0 | 0.00783 | 0.003991
1992 | 286.6354 | 0 | 0 | 0 | 0 | 0 | 0 | -0.027405 | 0.023946
1992 | 286.6458 | 0 | 0 | 0 | 0 | 0 | 0 | 0.003915 | 0.023946
1992 | 286.6562 | 0 | 0 | 0 | 0 | 0 | 0 | 0.043065 | 0.023946
1992 | 286.6667 | 0 | 0 | 0 | 0 | 0 | 0 | 0.011745 | 0.015964
1992 | 286.6771 | 0 | 0 | 0 | 0 | 0 | 0 | -0.01566 | 0.023946
1992 | 286.6875 | 0 | 0 | 0 | 0 | 0 | 0 | 0.03132 | 0.023946
1992 | 286.6979 | 0 | 0 | 0 | 0 | 0 | 0 | 0.02349 | 0.015964
1992 | 286.7083 | 0 | 0 | 0 | 0 | 0 | 0 | 0.027405 | 0.019955
1992 | 286.7187 | 0 | 0 | 0 | 0 | 0 | 0 | 0.03132 | 0.015964
1992 | 286.7292 | 0 | 0 | 0 | 0 | 0 | 0 | 0.02349 | 0.015964
1992 | 286.7396 | 0 | 0 | 0 | 0 | 0 | 0 | -0.003915 | 0.023946
1992 | 286.75 | 0 | 0 | 0 | 0 | 0 | 0 | 0.027405 | 0.011973
1992 | 286.7604 | 0 | 0 | 0 | 0 | 0 | 0 | 0.035235 | 0.007982
1992 | 286.7708 | 0 | 0 | 0 | 0 | 0 | 0 | 0.02349 | 0.007982
1992 | 286.7812 | 0 | 0 | 0 | 0 | 0 | 0 | -0.003915 | 0.015964
1992 | 286.7917 | 0 | 0 | 0 | 0 | 0 | 0 | -0.00783 | 0.007982
1992 | 286.8021 | 0 | 0 | 0 | 0 | 0 | 0 | -0.003915 | 0.003991
1992 | 286.8125 | 0 | 0 | 0 | 0 | 0 | 0 | 0 | 0.007982
1992 | 286.8229 | 0 | 0 | 0 | 0 | 0 | 0 | 0.00783 | 0.003991
1992 | 286.8333 | 0 | 0 | 0 | 0 | 0 | 0 | -0.00783 | 0.007982
1992 | 286.8437 | 0 | 0 | 0 | 0 | 0 | 0 | 0.003915 | 0.003991
1992 | 286.8542 | 0.00783 | 0 | 0 | 0 | 0 | 0 | 0 | 0.003991
1992 | 286.8646 | 0 | 0 | 0 | 0 | 0 | 0 | 0.00783 | 0.007982
1992 | 286.875 | 0 | 0 | 0 | 0 | 0 | 0 | -0.003915 | 0.003991
1992 | 286.8854 | 0.00783 | 0 | 0 | 0 | 0 | 0 | 0 | 0.007982
1992 | 286.8958 | 0.00783 | 0 | 0 | 0 | 0 | 0 | 0 | 0
1992 | 286.9062 | 0.00783 | 0 | 0 | 0 | 0 | 0 | 0 | 0.003991
1992 | 286.9167 | 0 | 0 | 0 | 0 | 0 | 0 | 0 | 0.007982
1992 | 286.9271 | 0 | 0 | 0 | 0 | 0 | 0 | -0.02349 | 0
1992 | 286.9375 | 0 | 0 | 0 | 0 | 0 | 0 | 0.01566 | 0.003991
1992 | 286.9479 | 0 | 0 | 0 | 0 | 0 | 0 | -0.019575 | 0.007982
1992 | 286.9583 | 0 | 0 | 0 | 0 | 0 | 0 | 0.011745 | 0.003991
1992 | 286.9687 | 0 | 0 | 0 | 0 | 0 | 0 | 0.01566 | 0
1992 | 286.9792 | 0.02349 | 0 | 0 | 0 | 0 | 0 | 0 | 0.003991
1992 | 286.9896 | 0.01566 | 0 | 0 | 0 | 0 | 0 | -0.003915 | 0
1992 | 287 | 0 | 0 | 0 | 0 | 0 | 0 | 0 | 0.007982
1992 | 287.0104 | 0 | 0 | 0 | 0 | 0 | 0 | 0.003915 | 0.003991
1992 | 287.0208 | 0.02349 | 0 | 0 | 0 | 0 | 0 | 0.00783 | 0.003991
1992 | 287.0312 | 0 | 0 | 0 | 0 | 0 | 0 | 0.01566 | 0
1992 | 287.0417 | 0 | 0 | 0 | 0 | 0 | 0 | -0.00783 | 0.003991
1992 | 287.0521 | 0.02349 | 0 | 0 | 0 | 0 | 0 | 0 | 0.003991
1992 | 287.0625 | 0 | 0 | 0 | 0 | 0 | 0 | 0.00783 | 0
1992 | 287.0729 | 0 | 0 | 0 | 0 | 0 | 0 | -0.011745 | 0.003991
1992 | 287.0833 | 0 | 0 | 0 | 0 | 0 | 0 | -0.003915 | 0.003991
1992 | 287.0937 | 0.01566 | 0 | 0 | 0 | 0 | 0 | 0 | 0.007982
1992 | 287.1042 | 0.02349 | 0 | 0 | 0 | 0 | 0 | -0.011745 | 0.003991
1992 | 287.1146 | 0 | 0 | 0 | 0 | 0 | 0 | 0 | 0
1992 | 287.125 | 0 | 0 | 0 | 0 | 0 | 0 | -0.003915 | 0.003991
1992 | 287.1354 | 0 | 0 | 0 | 0 | 0 | 0 | 0.003915 | 0.003991
1992 | 287.1458 | 0 | 0 | 0 | 0 | 0 | 0 | 0 | 0.003991
1992 | 287.1562 | 0.00783 | 0 | 0 | 0 | 0 | 0 | -0.003915 | 0.007982
1992 | 287.1667 | 0.01566 | 0 | 0 | 0 | 0 | 0 | -0.011745 | 0
1992 | 287.1771 | 0.01566 | 0 | 0 | 0 | 0 | 0 | 0.011745 | 0.007982
1992 | 287.1875 | 0 | 0 | 0 | 0 | 0 | 0 | 0.027405 | 5.6843e-14
1992 | 287.1979 | 0 | 0 | 0 | 0 | 0 | 0 | 0.00783 | 0.003991
1992 | 287.2083 | 0 | 0 | 0 | 0 | 0 | 0 | 0.03132 | 0.003991
1992 | 287.2187 | 0 | 0 | 0 | 0 | 0 | 0 | -0.00783 | 0.003991
1992 | 287.2292 | 0.02349 | 0 | 0 | 0 | 0 | 0 | 0.011745 | 0
1992 | 287.2396 | 0 | 0 | 0 | 0 | 0 | 0 | 0.011745 | 0.007982
1992 | 287.25 | 0 | 0 | 0 | 0 | 0 | 0 | 0.00783 | 0.003991
1992 | 287.2604 | 0 | 0 | 0 | 0 | 0 | 0 | 0.019575 | 0
1992 | 287.2708 | 0 | 0 | 0 | 0 | 0 | 0 | 0 | 0.007982
1992 | 287.2812 | 0.02349 | 0 | 0 | 0 | 0 | 0 | 0 | 0
1992 | 287.2917 | 0 | 0 | 0 | 0 | 0 | 0 | -0.01566 | 0.007982
1992 | 287.3021 | 0 | 0 | 0 | 0 | 0 | 0 | -0.003915 | 0.003991
1992 | 287.3125 | 0 | 0 | 0 | 0 | 0 | 0 | -0.011745 | -0.003991
1992 | 287.3229 | 0 | 0 | 0 | 0 | 0 | 0 | 0.00783 | 0
1992 | 287.3333 | 0.04698 | 0 | 0 | 0 | 0 | 0 | 1.1369e-13 | 0.003991
1992 | 287.3437 | 0 | 0 | 0 | 0 | 0 | 0 | 0 | -0.003991
1992 | 287.3542 | 0.00783 | 0 | 0 | 0 | 0 | 0 | 0.03132 | -0.003991
1992 | 287.3646 | 0 | 0.007982 | 0 | 0 | 0 | 0 | -0.00783 | -0.003991
1992 | 287.375 | 0 | 0 | 0 | 0 | 0 | 0 | 0.03915 | 0
1992 | 287.3854 | 0 | 0.007982 | 0 | 0 | 0 | 0 | -0.01566 | -0.003991
1992 | 287.3958 | 0 | 0.015964 | 0 | 0 | 0 | 0 | -0.02349 | 0.003991
1992 | 287.4062 | 0 | 0 | 0 | 0 | 0 | 0 | 0 | -0.003991
1992 | 287.4167 | 0 | 0.007982 | 0 | 0 | 0 | 0 | -0.03132 | 0
1992 | 287.4271 | 0 | 0.007982 | 0 | 0 | 0 | 0 | 0.03915 | 0.003991
1992 | 287.4375 | 0 | 0 | 0 | 0 | 0 | 0 | -0.04698 | 0
1992 | 287.4479 | 0 | 0 | 0 | 0 | 0 | 0 | 0.019575 | 0
1992 | 287.4583 | 0 | 0.023946 | 0 | 0 | 0 | 0 | 0.03915 | 0
1992 | 287.4687 | 0 | 0 | 0 | 0 | 0 | 0 | 0.027405 | 0.007982
1992 | 287.4792 | 0 | 0 | 0 | 0 | 0 | 0 | -0.02349 | 0.003991
1992 | 287.4896 | 0 | 0 | 0 | 0 | 0 | 0 | 0.01566 | 0.019955
1992 | 287.5 | 0 | 0 | 0 | 0 | 0 | 0 | 0.04698 | 0.003991
1992 | 287.5104 | 0 | 0 | 0 | 0 | 0 | 0 | -0.24664 | 0.019955
1992 | 287.5208 | 0 | 0 | 0 | 0 | 0 | 0 | -0.97483 | 0
1992 | 287.5312 | 0 | 0 | 0 | 0 | 0 | 0 | -0.19575 | 0.03991
1992 | 287.5417 | 0 | 0 | 0 | 0 | 0 | 0 | 1.3703 | 0.037914
1992 | 287.5521 | 0 | 0 | 0 | 0 | 0 | 0 | 0.00783 | 0.045497
1992 | 287.5625 | 0 | 0 | 0 | 0 | 0 | 0 | -1.1369e-13 | 0.045497
1992 | 287.5729 | 0 | 0 | 0 | 0 | 0 | 0 | -0.01566 | 0.03552
1992 | 287.5833 | 0 | 0 | 0 | 0 | 0 | 0 | 0.12528 | 0.043901
1992 | 287.5937 | 0 | 0 | 0 | 0 | 0 | 0 | -0.035235 | 0.011973
1992 | 287.6042 | 0 | 0 | 0 | 0 | 0 | 0 | -0.003915 | 0.015964
1992 | 287.6146 | 0 | 0 | 0 | 0 | 0 | 0 | 0.035235 | 0.019955
1992 | 287.625 | 0 | 0 | 0 | 0 | 0 | 0 | -0.03915 | 0.007982
1992 | 287.6354 | 0 | 0 | 0 | 0 | 0 | 0 | 0.11353 | 0.03991
1992 | 287.6458 | 0 | 0 | 0 | 0 | 0 | 0 | 0.011745 | 0.027937
1992 | 287.6562 | 0 | 0 | 0 | 0 | 0 | 0 | 0.05481 | 0.015964
1992 | 287.6667 | 0 | 0 | 0 | 0 | 0 | 0 | 0 | 0.011973
1992 | 287.6771 | 0.05481 | 0 | 0 | 0 | 0 | 0 | -0.043065 | 0.027937
1992 | 287.6875 | 0 | 0 | 0 | 0 | 0 | 0 | 0.082215 | 0.027937
1992 | 287.6979 | 0 | 0 | 0 | 0 | 0 | 0 | 0.13702 | 0.015964
1992 | 287.7083 | 0 | 0 | 0 | 0 | 0 | 0 | -0.08613 | 0.015964
1992 | 287.7187 | 0 | 0 | 0 | 0 | 0 | 0 | 0.11353 | 0.007982
1992 | 287.7292 | 0 | 0 | 0 | 0 | 0 | 0 | 0.074385 | 0.027937
1992 | 287.7396 | 0 | 0 | 0 | 0 | 0 | 0 | -1.1369e-13 | 0
1992 | 287.75 | 0 | 0 | 0 | 0 | 0 | 0 | 0.090045 | 0.027937
1992 | 287.7604 | 0 | 0 | 0 | 0 | 0 | 0 | 0.03915 | 0.007982
1992 | 287.7708 | 0 | 0 | 0 | 0 | 0 | 0 | 0.058725 | 0.003991
1992 | 287.7812 | 0 | 0 | 0 | 0 | 0 | 0 | 0.019575 | 0.011973
1992 | 287.7917 | 0.00783 | 0 | 0 | 0 | 0 | 0 | -0.003915 | 0.007982
1992 | 287.8021 | 0 | 0 | 0 | 0 | 0 | 0 | 0.00783 | 0.007982
1992 | 287.8125 | 0 | 0 | 0 | 0 | 0 | 0 | 0.00783 | 0.007982
1992 | 287.8229 | 0 | 0 | 0 | 0 | 0 | 0 | -0.003915 | 0.003991
1992 | 287.8333 | 0 | 0 | 0 | 0 | 0 | 0 | 0 | 0.003991
1992 | 287.8437 | 0.01566 | 0 | 0 | 0 | 0 | 0 | -0.003915 | 0
1992 | 287.8542 | 0.03132 | 0 | 0 | 0 | 0 | 0 | 0 | 0.011973
1992 | 287.8646 | 0.02349 | 0 | 0 | 0 | 0 | 0 | 0 | 0.003991
1992 | 287.875 | 0 | 0 | 0 | 0 | 0 | 0 | 0 | 0.011973
1992 | 287.8854 | 0.00783 | 0 | 0 | 0 | 0 | 0 | -0.003915 | 0
1992 | 287.8958 | 0 | 0 | 0 | 0 | 0 | 0 | 0.011745 | 0.007982
1992 | 287.9062 | 0 | 0 | 0 | 0 | 0 | 0 | 0.00783 | 0.003991
1992 | 287.9167 | 0 | 0 | 0 | 0 | 0 | 0 | -0.00783 | 0.003991
1992 | 287.9271 | 0.03132 | 0 | 0 | 0 | 0 | 0 | 0 | 0.003991
1992 | 287.9375 | 0.03132 | 0 | 0 | 0 | 0 | 0 | 0.011745 | 0.019955
1992 | 287.9479 | 0 | 0 | 0 | 0 | 0 | 0 | 0.043065 | -0.011973
1992 | 287.9583 | 0 | 0 | 0 | 0 | 0 | 0 | 0.01566 | 0.011973
1992 | 287.9687 | 0 | 0 | 0 | 0 | 0 | 0 | 0.011745 | 0.003991
1992 | 287.9792 | 0 | 0 | 0 | 0 | 0 | 0 | -0.019575 | -0.007982
1992 | 287.9896 | 0.02349 | 0 | 0 | 0 | 0 | 0 | -0.019575 | 0.011973
1992 | 288 | 0 | 0 | 0 | 0 | 0 | 0 | 0.00783 | 0.003991
1992 | 288.0104 | 0 | 0 | 0 | 0 | 0 | 0 | -0.019575 | 0.003991
1992 | 288.0208 | 0.01566 | 0 | 0 | 0 | 0 | 0 | 0 | 0.003991
1992 | 288.0312 | 0 | 0 | 0 | 0 | 0 | 0 | -0.011745 | 0.003991
1992 | 288.0417 | 0 | 0 | 0 | 0 | 0 | 0 | 0.019575 | -0.003991
1992 | 288.0521 | 0 | 0 | 0 | 0 | 0 | 0 | 0.035235 | 0.003991
1992 | 288.0625 | 0.04698 | 0 | 0 | 0 | 0 | 0 | -0.043065 | 0.003991
1992 | 288.0729 | 0.03132 | 0 | 0 | 0 | 0 | 0 | 0.00783 | 0
1992 | 288.0833 | 0 | 0 | 0 | 0 | 0 | 0 | 0.03132 | 0
1992 | 288.0937 | 0 | 0 | 0 | 0 | 0 | 0 | 0.04698 | 0.003991
1992 | 288.1042 | 0 | 0 | 0 | 0 | 0 | 0 | 0.01566 | 0.003991
1992 | 288.1146 | 0 | 0 | 0 | 0 | 0 | 0 | 0.03132 | 0.003991
1992 | 288.125 | 0 | 0 | 0 | 0 | 0 | 0 | 0.027405 | 0.007982
1992 | 288.1354 | 0 | 0 | 0 | 0 | 0 | 0 | 0 | 0
1992 | 288.1458 | 0 | 0 | 0 | 0 | 0 | 0 | -0.00783 | 0
1992 | 288.1562 | 0 | 0 | 0 | 0 | 0 | 0 | 0.003915 | 0.003991
1992 | 288.1667 | 0 | 0 | 0 | 0 | 0 | 0 | -0.00783 | 0
1992 | 288.1771 | 0.00783 | 0 | 0 | 0 | 0 | 0 | 0.00783 | 0.007982
1992 | 288.1875 | 0 | 0 | 0 | 0 | 0 | 0 | 0.03132 | 0.003991
1992 | 288.1979 | 0 | 0 | 0 | 0 | 0 | 0 | -0.011745 | 0
1992 | 288.2083 | 0.01566 | 0 | 0 | 0 | 0 | 0 | -0.019575 | 0
1992 | 288.2187 | 0 | 0 | 0 | 0 | 0 | 0 | 0.00783 | 0.003991
1992 | 288.2292 | 0 | 0 | 0 | 0 | 0 | 0 | 0.003915 | 0.003991
1992 | 288.2396 | 0 | 0 | 0 | 0 | 0 | 0 | -0.074385 | -0.003991
1992 | 288.25 | 0.09396 | 0.047892 | 0 | 0 | 0 | 0 | 0.04698 | 0.007982
1992 | 288.2604 | 0 | 0.03991 | 0 | 0 | 0 | 0 | -0.035235 | 0.007982
1992 | 288.2708 | 0 | 0 | 0 | 0 | 0 | 0 | 0.03915 | 0.031928
1992 | 288.2812 | 0 | 0 | 0 | 0 | 0 | 0 | 0 | 0.007982
1992 | 288.2917 | 0 | 0 | 0 | 0 | 0 | 0 | 0.07047 | 0.035919
1992 | 288.3021 | 0.00783 | 0 | 0 | 0 | 0 | 0 | -0.027405 | -0.003991
1992 | 288.3125 | 0.04698 | 0 | 0 | 0 | 0 | 0 | 0.00783 | 0.015964
1992 | 288.3229 | 0.01566 | 0 | 0 | 0 | 0 | 0 | -0.003915 | -0.003991
1992 | 288.3333 | 0 | 0 | 0 | 0 | 0 | 0 | 0.03915 | 0.023946
1992 | 288.3437 | 0 | 0 | 0 | 0 | 0 | 0 | -0.03915 | -0.003991
1992 | 288.3542 | 0 | 0 | 0 | 0 | 0 | 0 | 0.019575 | -0.011973
1992 | 288.3646 | 0 | 0 | 0 | 0 | 0 | 0 | -0.04698 | -0.019955
1992 | 288.375 | 0 | 0 | 0 | 0 | 0 | 0 | -0.035235 | 0.007982
1992 | 288.3854 | 0 | 0 | 0 | 0 | 0 | 0 | 0.090045 | 0.023946
1992 | 288.3958 | 0 | 0 | 0 | 0 | 0 | 0 | 0.050895 | 0.007982
1992 | 288.4062 | 0 | 0 | 0 | 0 | 0 | 0 | -0.011745 | -0.015964
1992 | 288.4167 | 0 | 0 | 0 | 0 | 0 | 0 | 0.02349 | 0.011973
1992 | 288.4271 | 0 | 0 | 0 | 0 | 0 | 0 | 0.043065 | -0.023946
1992 | 288.4375 | 0 | 0 | 0 | 0 | 0 | 0 | 0.019575 | 0.003991
1992 | 288.4479 | 0 | 0 | 0 | 0 | 0 | 0 | 0.026426 | -0.007982
1992 | 288.4583 | 0 | 0 | 0 | 0 | 0 | 0 | 0.022316 | 0.007982
1992 | 288.4687 | 0 | 0 | 0 | 0 | 0 | 0 | 0.022315 | 0.003991
1992 | 288.4792 | 0 | 0 | 0 | 0 | 0 | 0 | 0.046784 | 5.6843e-14
1992 | 288.4896 | 0 | 0 | 0 | 0 | 0 | 0 | 0.019575 | -0.015964
1992 | 288.5 | 0 | 0 | 0 | 0 | 0 | 0 | 0.03132 | 0.007982
1992 | 288.5104 | 0 | 0 | 0 | 0 | 0 | 0 | 0.035235 | 0.003991
1992 | 288.5208 | 0 | 0 | 0 | 0 | 0 | 0 | 0.04698 | 0.007982
1992 | 288.5312 | 0 | 0 | 0 | 0 | 0 | 0 | 0.011745 | 0.011973
1992 | 288.5417 | 0 | 0 | 0 | 0 | 0 | 0 | 0.035431 | 0.027937
1992 | 288.5521 | 0 | 0 | 0 | 0 | 0 | 0 | 0.024664 | -0.007982
1992 | 288.5625 | 0 | 0 | 0 | 0 | 0 | 0 | 0.020554 | 0.023946
1992 | 288.5729 | 0 | 0 | 0 | 0 | 0 | 0 | 0.003915 | 0.015964
1992 | 288.5833 | 0 | 0 | 0 | 0 | 0 | 0 | 0.01566 | 0.011973
1992 | 288.5937 | 0 | 0 | 0 | 0 | 0 | 0 | 0.050895 | 0.019955
1992 | 288.6042 | 0 | 0 | 0 | 0 | 0 | 0 | -0.003915 | 0.011973
1992 | 288.6146 | 0 | 0 | 0 | 0 | 0 | 0 | 0.003915 | 0.015964
1992 | 288.625 | 0 | 0 | 0 | 0 | 0 | 0 | 0.043065 | 0.011973
1992 | 288.6354 | 0 | 0 | 0 | 0 | 0 | 0 | 0.027405 | 0
1992 | 288.6458 | 0 | 0 | 0 | 0 | 0 | 0 | 0.018792 | 0.019955
1992 | 288.6562 | 0 | 0 | 0 | 0 | 0 | 0 | 0.018792 | 0.007982
1992 | 288.6667 | 0 | 0 | 0 | 0 | 0 | 0 | 0.00783 | 0.015964
1992 | 288.6771 | 0 | 0 | 0 | 0 | 0 | 0 | 0.011745 | 0.011973
1992 | 288.6875 | 0 | 0 | 0 | 0 | 0 | 0 | -0.020358 | 0.007982
1992 | 288.6979 | 0 | 0 | 0 | 0 | 0 | 0 | 0.035235 | 0.015964
1992 | 288.7083 | 0 | 0 | 0 | 0 | 0 | 0 | 0.019575 | 0.023946
1992 | 288.7187 | 0.03915 | 0 | 0 | 0 | 0 | 0 | 0.027405 | 0.015964
1992 | 288.7292 | 0 | 0 | 0 | 0 | 0 | 0 | 0.003915 | 0.011973
1992 | 288.7396 | 0 | 0 | 0 | 0 | 0 | 0 | 0.01566 | 0
1992 | 288.75 | 0 | 0 | 0 | 0 | 0 | 0 | 0.035235 | 0.007982
1992 | 288.7604 | 0 | 0 | 0 | 0 | 0 | 0 | 0.003915 | 0.015964
1992 | 288.7708 | 0.02349 | 0 | 0 | 0 | 0 | 0 | 0.01566 | 0.003991
1992 | 288.7812 | 0.00783 | 0 | 0 | 0 | 0 | 0 | -0.003915 | 0.011973
1992 | 288.7917 | 0 | 0 | 0 | 0 | 0 | 0 | 0.00783 | 0
1992 | 288.8021 | 0 | 0 | 0 | 0 | 0 | 0 | -0.011745 | 0.011973
1992 | 288.8125 | 0 | 0 | 0 | 0 | 0 | 0 | -0.00783 | 0.007982
1992 | 288.8229 | 0 | 0 | 0 | 0 | 0 | 0 | 0.011745 | -0.003991
1992 | 288.8333 | 0 | 0 | 0 | 0 | 0 | 0 | 0.00783 | 0
1992 | 288.8437 | 0 | 0 | 0 | 0 | 0 | 0 | -0.003915 | 0.003991
1992 | 288.8542 | 0.02349 | 0 | 0 | 0 | 0 | 0 | 0.01566 | 0.011973
1992 | 288.8646 | 0.02349 | 0 | 0 | 0 | 0 | 0 | 0 | 0.007982
1992 | 288.875 | 0 | 0 | 0 | 0 | 0 | 0 | 0.02349 | 0
1992 | 288.8854 | 0 | 0 | 0 | 0 | 0 | 0 | 0.00783 | 0
1992 | 288.8958 | 0 | 0 | 0 | 0 | 0 | 0 | -0.003915 | 0
1992 | 288.9062 | 0 | 0 | 0 | 0 | 0 | 0 | 0 | 0
1992 | 288.9167 | 0.01566 | 0 | 0 | 0 | 0 | 0 | -0.00783 | 0.007982
1992 | 288.9271 | 0 | 0 | 0 | 0 | 0 | 0 | 0.003915 | 0.003991
1992 | 288.9375 | 0 | 0 | 0 | 0 | 0 | 0 | 0 | 0.003991
1992 | 288.9479 | 0 | 0 | 0 | 0 | 0 | 0 | -0.003915 | 0.003991
1992 | 288.9583 | 0 | 0 | 0 | 0 | 0 | 0 | 0 | -0.003991
1992 | 288.9687 | 0 | 0 | 0 | 0 | 0 | 0 | 0.003915 | 0.003991
1992 | 288.9792 | 0 | 0 | 0 | 0 | 0 | 0 | -0.02349 | 0.003991
1992 | 288.9896 | 0 | 0 | 0 | 0 | 0 | 0 | 0 | 0
1992 | 289 | 0 | 0 | 0 | 0 | 0 | 0 | 0 | 0.003991
1992 | 289.0104 | 0.03132 | 0 | 0 | 0 | 0 | 0 | 1.1369e-13 | 0.003991
1992 | 289.0208 | 0.01566 | 0 | 0 | 0 | 0 | 0 | 0.03915 | 0
1992 | 289.0312 | 0 | 0 | 0 | 0 | 0 | 0 | 0.00783 | 0.003991
1992 | 289.0417 | 0 | 0 | 0 | 0 | 0 | 0 | -0.043065 | 0.011973
1992 | 289.0521 | 0 | 0 | 0 | 0 | 0 | 0 | 0.035235 | 0
1992 | 289.0625 | 0 | 0 | 0 | 0 | 0 | 0 | -1.1369e-13 | -0.003991
1992 | 289.0729 | 0 | 0 | 0 | 0 | 0 | 0 | 0.00783 | 0.007982
1992 | 289.0833 | 0 | 0 | 0 | 0 | 0 | 0 | -0.011745 | 0.007982
1992 | 289.0937 | 0 | 0 | 0 | 0 | 0 | 0 | -0.003915 | 0
1992 | 289.1042 | 0 | 0 | 0 | 0 | 0 | 0 | -0.003915 | 0
1992 | 289.1146 | 0 | 0 | 0 | 0 | 0 | 0 | 0.011745 | 0.007982
1992 | 289.125 | 0 | 0 | 0 | 0 | 0 | 0 | 1.1369e-13 | -0.003991
1992 | 289.1354 | 0 | 0 | 0 | 0 | 0 | 0 | 0.019575 | 0.007982
1992 | 289.1458 | 0 | 0 | 0 | 0 | 0 | 0 | -0.003915 | 0.007982
1992 | 289.1562 | 0 | 0 | 0 | 0 | 0 | 0 | -0.00783 | 0
1992 | 289.1667 | 0 | 0 | 0 | 0 | 0 | 0 | 0.00783 | 0
1992 | 289.1771 | 0 | 0 | 0 | 0 | 0 | 0 | 0.00783 | -0.007982
1992 | 289.1875 | 0.03915 | 0 | 0 | 0 | 0 | 0 | 0.019575 | 0.015964
1992 | 289.1979 | 0 | 0 | 0 | 0 | 0 | 0 | 0.003915 | -0.007982
1992 | 289.2083 | 0 | 0 | 0 | 0 | 0 | 0 | -0.00783 | 0
1992 | 289.2187 | 0 | 0 | 0 | 0 | 0 | 0 | -0.011745 | 0.003991
1992 | 289.2292 | 0.00783 | 0 | 0 | 0 | 0 | 0 | -0.003915 | -0.003991
1992 | 289.2396 | 0 | 0 | 0 | 0 | 0 | 0 | 0.00783 | 0.003991
1992 | 289.25 | 0 | 0 | 0 | 0 | 0 | 0 | 0.003915 | 0.003991
1992 | 289.2604 | 0 | 0 | 0 | 0 | 0 | 0 | 0.00783 | -0.003991
1992 | 289.2708 | 0 | 0 | 0 | 0 | 0 | 0 | 0.027405 | 0.003991
1992 | 289.2812 | 0 | 0.015964 | 0 | 0 | 0 | 0 | 0.003915 | 0.003991
1992 | 289.2917 | 0 | 0 | 0 | 0 | 0 | 0 | -0.003915 | 0.007982
1992 | 289.3021 | 0 | 0 | 0 | 0 | 0 | 0 | 0.00783 | 0
1992 | 289.3125 | 0 | 0 | 0 | 0 | 0 | 0 | -0.00783 | 0
1992 | 289.3229 | 0 | 0 | 0 | 0 | 0 | 0 | -0.00783 | -0.007982
1992 | 289.3333 | 0 | 0 | 0 | 0 | 0 | 0 | -0.011745 | 0
1992 | 289.3437 | 0.01566 | 0 | 0 | 0 | 0 | 0 | -0.003915 | 0.003991
1992 | 289.3542 | 0 | 0 | 0 | 0 | 0 | 0 | 0.003915 | 0
1992 | 289.3646 | 0 | 0 | 0 | 0 | 0 | 0 | -0.02349 | -0.003991
1992 | 289.375 | 0 | 0 | 0 | 0 | 0 | 0 | 0.03132 | 0
1992 | 289.3854 | 0 | 0 | 0 | 0 | 0 | 0 | -0.019575 | -0.003991
1992 | 289.3958 | 0 | 0 | 0 | 0 | 0 | 0 | 0.01566 | -0.011973
1992 | 289.4062 | 0 | 0 | 0 | 0 | 0 | 0 | 0.03132 | -0.003991
1992 | 289.4167 | 0 | 0 | 0 | 0 | 0 | 0 | 0.02349 | -0.003991
1992 | 289.4271 | 0 | 0.007982 | 0 | 0 | 0 | 0 | 0.00783 | 5.6843e-14
1992 | 289.4375 | 0 | 0 | 0 | 0 | 0 | 0 | 0.02349 | 0
1992 | 289.4479 | 0 | 0.015964 | 0 | 0 | 0 | 0 | 0.003915 | -0.003991
1992 | 289.4583 | 0 | 0 | 0 | 0 | 0 | 0 | 0.011745 | -0.003991
1992 | 289.4687 | 0 | 0.015964 | 0 | 0 | 0 | 0 | 0.00783 | 0
1992 | 289.4792 | 0 | 0 | 0 | 0 | 0 | 0 | 0.019575 | -0.003991
1992 | 289.4896 | 0 | 0 | 0 | 0 | 0 | 0 | -0.011745 | 0
1992 | 289.5 | 0 | 0 | 0 | 0 | 0 | 0 | 0.02349 | 0.011973
1992 | 289.5104 | 0 | 0 | 0 | 0 | 0 | 0 | 0.050895 | 0.007982
1992 | 289.5208 | 0 | 0 | 0 | 0 | 0 | 0 | 0.03132 | 0.003991
1992 | 289.5312 | 0 | 0 | 0 | 0 | 0 | 0 | 0.027405 | 0.011973
1992 | 289.5417 | 0 | 0 | 0 | 0 | 0 | 0 | 0.00783 | 0.023946
1992 | 289.5521 | 0 | 0 | 0 | 0 | 0 | 0 | -0.003915 | 0.019955
1992 | 289.5625 | 0 | 0 | 0 | 0 | 0 | 0 | -0.04698 | 0.011973
1992 | 289.5729 | 0 | 0 | 0 | 0 | 0 | 0 | 0.11745 | 0.015964
1992 | 289.5833 | 0 | 0 | 0 | 0 | 0 | 0 | -0.29363 | 0.031928
1992 | 289.5937 | 0 | 0 | 0 | 0 | 0 | 0 | 0.027405 | 0.015964
1992 | 289.6042 | 0 | 0 | 0 | 0 | 0 | 0 | 0.050895 | 0.015964
1992 | 289.6146 | 0 | 0 | 0 | 0 | 0 | 0 | 0.03132 | 0.023946
1992 | 289.625 | 0 | 0 | 0 | 0 | 0 | 0 | 0.035235 | 0.031928
1992 | 289.6354 | 0 | 0 | 0 | 0 | 0 | 0 | 0.04698 | 0
1992 | 289.6458 | 0 | 0 | 0 | 0 | 0 | 0 | 0.19183 | 0
1992 | 289.6562 | 0 | 0 | 0 | 0 | 0 | 0 | -0.027405 | 0.019955
1992 | 289.6667 | 0 | 0 | 0 | 0 | 0 | 0 | 0.07047 | -5.6843e-14
1992 | 289.6771 | 0 | 0 | 0 | 0 | 0 | 0 | 0.035235 | 0.03991
1992 | 289.6875 | 0 | 0 | 0 | 0 | 0 | 0 | -0.035235 | 0.023946
1992 | 289.6979 | 0 | 0 | 0 | 0 | 0 | 0 | 0.003915 | 0.015964
1992 | 289.7083 | 0 | 0 | 0 | 0 | 0 | 0 | -0.058725 | 0.011973
1992 | 289.7187 | 0 | 0 | 0 | 0 | 0 | 0 | 0.019575 | 0.011973
1992 | 289.7292 | 0 | 0 | 0 | 0 | 0 | 0 | 0.04698 | 0.023946
1992 | 289.7396 | 0 | 0 | 0 | 0 | 0 | 0 | 0.03915 | 0.011973
1992 | 289.75 | 0 | 0 | 0 | 0 | 0 | 0 | 0.003915 | 0.007982
1992 | 289.7604 | 0 | 0 | 0 | 0 | 0 | 0 | 0.00783 | 0.007982
1992 | 289.7708 | 0 | 0 | 0 | 0 | 0 | 0 | 0.011745 | 0.011973
1992 | 289.7812 | 0 | 0 | 0 | 0 | 0 | 0 | -0.00783 | 0.003991
1992 | 289.7917 | 0 | 0 | 0 | 0 | 0 | 0 | -0.003915 | 0
1992 | 289.8021 | 0 | 0 | 0 | 0 | 0 | 0 | 0.003915 | 0
1992 | 289.8125 | 0 | 0 | 0 | 0 | 0 | 0 | -0.00783 | 0.011973
1992 | 289.8229 | 0 | 0 | 0 | 0 | 0 | 0 | -0.019575 | -0.011973
1992 | 289.8333 | 0 | 0 | 0 | 0 | 0 | 0 | 0.03132 | 0.023946
1992 | 289.8437 | 0 | 0 | 0 | 0 | 0 | 0 | -0.01566 | -0.011973
1992 | 289.8542 | 0 | 0 | 0 | 0 | 0 | 0 | -0.027405 | 0.007982
1992 | 289.8646 | 0 | 0 | 0 | 0 | 0 | 0 | -0.003915 | 0.003991
1992 | 289.875 | 0 | 0 | 0 | 0 | 0 | 0 | 0 | 0.003991
1992 | 289.8854 | 0 | 0 | 0 | 0 | 0 | 0 | 0.027405 | 0.027937
1992 | 289.8958 | 0.03132 | 0 | 0 | 0 | 0 | 0 | 0.027405 | 0.011973
1992 | 289.9062 | 0 | 0 | 0 | 0 | 0 | 0 | -0.00783 | 0.015964
1992 | 289.9167 | 0 | 0.023946 | 0 | 0 | 0 | 0 | -0.00783 | 0.003991
1992 | 289.9271 | 0.02349 | 0.007982 | 0 | 0 | 0 | 0 | 0.003915 | 0.011973
1992 | 289.9375 | 0 | 0 | 0 | 0 | 0 | 0 | 0.01566 | 0.007982
1992 | 289.9479 | 0.01566 | 0 | 0 | 0 | 0 | 0 | 0 | 0.015964
1992 | 289.9583 | 0.02349 | 0 | 0 | 0 | 0 | 0 | 0 | -0.011973
1992 | 289.9687 | 0.01566 | 0.007982 | 0 | 0 | 0 | 0 | 0 | 0.019955
1992 | 289.9792 | 0 | 0 | 0 | 0 | 0 | 0 | -0.003915 | 0.015964
1992 | 289.9896 | 0.00783 | 0 | 0 | 0 | 0 | 0 | 0.003915 | 0.011973
1992 | 290 | 0.02349 | 0 | 0 | 0 | 0 | 0 | 0 | 0.003991
1992 | 290.0104 | 0.00783 | 0 | 0 | 0 | 0 | 0 | 0.00783 | 0.019955
1992 | 290.0208 | 0.01566 | 0 | 0 | 0 | 0 | 0 | -0.00783 | -0.035919
1992 | 290.0312 | 0 | 0 | 0 | 0 | 0 | 0 | -0.011745 | 0.027937
1992 | 290.0417 | 0.02349 | 0 | 0 | 0 | 0 | 0 | 0 | -0.007982
1992 | 290.0521 | 0 | 0 | 0 | 0 | 0 | 0 | 0.019575 | 0.019955
1992 | 290.0625 | 0 | 0 | 0 | 0 | 0 | 0 | -0.00783 | -0.003991
1992 | 290.0729 | 0 | 0 | 0 | 0 | 0 | 0 | 0 | 0.007982
1992 | 290.0833 | 0.01566 | 0.023946 | 0 | 0 | 0 | 0 | 0.00783 | 0.003991
1992 | 290.0937 | 0.00783 | 0 | 0 | 0 | 0 | 0 | -0.003915 | 0.003991
1992 | 290.1042 | 0 | 0 | 0 | 0 | 0 | 0 | -0.003915 | -0.007982
1992 | 290.1146 | 0 | 0 | 0 | 0 | 0 | 0 | -0.011745 | 0
1992 | 290.125 | 0.01566 | 0 | 0 | 0 | 0 | 0 | -0.00783 | -0.003991
1992 | 290.1354 | 0 | 0 | 0 | 0 | 0 | 0 | 0.00783 | 0.007982
1992 | 290.1458 | 0.01566 | 0 | 0 | 0 | 0 | 0 | 0.00783 | 0.007982
1992 | 290.1562 | 0.02349 | 0 | 0 | 0 | 0 | 0 | 0.003915 | 0
1992 | 290.1667 | 0.00783 | 0 | 0 | 0 | 0 | 0 | -0.003915 | 0.011973
1992 | 290.1771 | 0 | 0 | 0 | 0 | 0 | 0 | -0.01566 | 0
1992 | 290.1875 | 0 | 0 | 0 | 0 | 0 | 0 | 0.027405 | 0.015964
1992 | 290.1979 | 0 | 0 | 0 | 0 | 0 | 0 | 0 | -0.003991
1992 | 290.2083 | 0 | 0 | 0 | 0 | 0 | 0 | 0 | 0.007982
1992 | 290.2187 | 0 | 0 | 0 | 0 | 0 | 0 | 0.00783 | 0.007982
1992 | 290.2292 | 0 | 0 | 0 | 0 | 0 | 0 | 0.011745 | 0
1992 | 290.2396 | 0 | 0 | 0 | 0 | 0 | 0 | 0.01566 | 0.007982
1992 | 290.25 | 0 | 0 | 0 | 0 | 0 | 0 | 0.003915 | 0.011973
1992 | 290.2604 | 0 | 0 | 0 | 0 | 0 | 0 | 0 | -0.003991
1992 | 290.2708 | 0.01566 | 0 | 0 | 0 | 0 | 0 | 0 | -0.003991
1992 | 290.2812 | 0 | 0 | 0 | 0 | 0 | 0 | -0.003915 | 0.007982
1992 | 290.2917 | 0 | 0 | 0 | 0 | 0 | 0 | -0.00783 | 0.003991
1992 | 290.3021 | 0 | 0 | 0 | 0 | 0 | 0 | 0.00783 | 0
1992 | 290.3125 | 0 | 0 | 0 | 0 | 0 | 0 | 0 | -0.007982
1992 | 290.3229 | 0 | 0 | 0 | 0 | 0 | 0 | -0.02349 | -0.003991
1992 | 290.3333 | 0 | 0 | 0 | 0 | 0 | 0 | 0 | -0.003991
1992 | 290.3437 | 0 | 0 | 0 | 0 | 0 | 0 | 0.00783 | 0
1992 | 290.3542 | 0 | 0 | 0 | 0 | 0 | 0 | 0.01566 | 0.015964
1992 | 290.3646 | 0 | 0 | 0 | 0 | 0 | 0 | 0.01566 | 0.003991
1992 | 290.375 | 0 | 0 | 0 | 0 | 0 | 0 | 0.003915 | 0.019955
1992 | 290.3854 | 0 | 0 | 0 | 0 | 0 | 0 | 0 | -0.015964
1992 | 290.3958 | 0 | 0 | 0 | 0 | 0 | 0 | 0.05481 | 0.011973
1992 | 290.4062 | 0 | 0 | 0 | 0 | 0 | 0 | 0.011745 | 0.007982
1992 | 290.4167 | 0 | 0.047892 | 0 | 0 | 0 | 0 | -0.02349 | 5.6843e-14
1992 | 290.4271 | 0 | 0.007982 | 0 | 0 | 0 | 0 | 0.019575 | 0.011973
1992 | 290.4375 | 0 | 0.007982 | 0 | 0 | 0 | 0 | -0.003915 | -0.019955
1992 | 290.4479 | 0 | 0.015964 | 0 | 0 | 0 | 0 | -0.00783 | 1.1369e-13
1992 | 290.4583 | 0 | 0 | 0 | 0 | 0 | 0 | 0.00783 | 0.015964
1992 | 290.4687 | 0 | 0.023946 | 0 | 0 | 0 | 0 | 0.019575 | -0.003991
1992 | 290.4792 | 0 | 0 | 0 | 0 | 0 | 0 | 0.011745 | 0.023946
1992 | 290.4896 | 0 | 0 | 0 | 0 | 0 | 0 | 0.019575 | -0.019955
1992 | 290.5 | 0 | 0 | 0 | 0 | 0 | 0 | 0.027405 | 0.015964
1992 | 290.5104 | 0 | 0 | 0 | 0 | 0 | 0 | 0.011745 | 0.011973
1992 | 290.5208 | 0 | 0 | 0 | 0 | 0 | 0 | 0.01566 | 0.015964
1992 | 290.5312 | 0 | 0 | 0 | 0 | 0 | 0 | 0.027405 | 0.019955
1992 | 290.5417 | 0 | 0 | 0 | 0 | 0 | 0 | 0 | 0
1992 | 290.5521 | 0 | 0 | 0 | 0 | 0 | 0 | 0.03132 | 0.015964
1992 | 290.5625 | 0 | 0 | 0 | 0 | 0 | 0 | 0.02349 | 0
1992 | 290.5729 | 0 | 0 | 0 | 0 | 0 | 0 | -0.003915 | 0.031928
1992 | 290.5833 | 0 | 0 | 0 | 0 | 0 | 0 | 0.02349 | -0.003991
1992 | 290.5937 | 0 | 0 | 0 | 0 | 0 | 0 | 0.003915 | 0.023946
1992 | 290.6042 | 0 | 0 | 0 | 0 | 0 | 0 | 0.019575 | 0.007982
1992 | 290.6146 | 0 | 0 | 0 | 0 | 0 | 0 | -0.003915 | 0
1992 | 290.625 | 0 | 0 | 0 | 0 | 0 | 0 | 0.019575 | 0.023946
1992 | 290.6354 | 0 | 0 | 0 | 0 | 0 | 0 | 0.00783 | 0.011973
1992 | 290.6458 | 0 | 0 | 0 | 0 | 0 | 0 | -0.003915 | 0.007982
1992 | 290.6562 | 0.03915 | 0 | 0 | 0 | 0 | 0 | 0.011745 | -0.015964
1992 | 290.6667 | 0 | 0 | 0 | 0 | 0 | 0 | 0.011745 | 0.019955
1992 | 290.6771 | 0 | 0 | 0 | 0 | 0 | 0 | 0.019575 | 0.011973
1992 | 290.6875 | 0 | 0 | 0 | 0 | 0 | 0 | -0.003915 | 0.003991
1992 | 290.6979 | 0 | 0 | 0 | 0 | 0 | 0 | 0.019575 | 0.003991
1992 | 290.7083 | 0 | 0 | 0 | 0 | 0 | 0 | 0 | 0.019955
1992 | 290.7187 | 0 | 0 | 0 | 0 | 0 | 0 | -0.003915 | 0.011973
1992 | 290.7292 | 0.01566 | 0 | 0 | 0 | 0 | 0 | 0.003915 | 0.007982
1992 | 290.7396 | 0.03132 | 0 | 0 | 0 | 0 | 0 | 0.02349 | 0.003991
1992 | 290.75 | 0 | 0 | 0 | 0 | 0 | 0 | 0.011745 | 0.003991
1992 | 290.7604 | 0 | 0 | 0 | 0 | 0 | 0 | 0.011745 | 0
1992 | 290.7708 | 0 | 0 | 0 | 0 | 0 | 0 | 0 | 0.003991
1992 | 290.7812 | 0 | 0 | 0 | 0 | 0 | 0 | -0.00783 | -0.003991
1992 | 290.7917 | 0 | 0 | 0 | 0 | 0 | 0 | 0 | 0.007982
1992 | 290.8021 | 0 | 0 | 0 | 0 | 0 | 0 | 0.011745 | 0
1992 | 290.8125 | 0 | 0 | 0 | 0 | 0 | 0 | 0 | 0.003991
1992 | 290.8229 | 0 | 0 | 0 | 0 | 0 | 0 | -0.003915 | 0.003991
1992 | 290.8333 | 0 | 0 | 0 | 0 | 0 | 0 | 0 | 0.003991
1992 | 290.8437 | 0.00783 | 0 | 0 | 0 | 0 | 0 | 0.003915 | 0.007982
1992 | 290.8542 | 0 | 0 | 0 | 0 | 0 | 0 | 0 | -0.003991
1992 | 290.8646 | 0 | 0 | 0 | 0 | 0 | 0 | -0.003915 | 0.003991
1992 | 290.875 | 0 | 0 | 0 | 0 | 0 | 0 | 0.003915 | 0.003991
1992 | 290.8854 | 0 | 0 | 0 | 0 | 0 | 0 | -0.003915 | -0.003991
1992 | 290.8958 | 0 | 0 | 0 | 0 | 0 | 0 | 0.00783 | 0.015964
1992 | 290.9062 | 0 | 0 | 0 | 0 | 0 | 0 | 0 | 0
1992 | 290.9167 | 0 | 0 | 0 | 0 | 0 | 0 | -0.00783 | -0.003991
1992 | 290.9271 | 0.00783 | 0 | 0 | 0 | 0 | 0 | 0 | 0.007982
1992 | 290.9375 | 0 | 0 | 0 | 0 | 0 | 0 | 0 | 0.003991
1992 | 290.9479 | 0 | 0 | 0 | 0 | 0 | 0 | 0 | 0.007982
1992 | 290.9583 | 0.00783 | 0 | 0 | 0 | 0 | 0 | 0 | 0.003991
1992 | 290.9687 | 0.00783 | 0 | 0 | 0 | 0 | 0 | -0.011745 | 0.003991
1992 | 290.9792 | 0 | 0 | 0 | 0 | 0 | 0 | 0.01566 | 0.003991
1992 | 290.9896 | 0.02349 | 0 | 0 | 0 | 0 | 0 | -0.00783 | 0.015964
1992 | 291 | 0 | 0 | 0 | 0 | 0 | 0 | -0.003915 | 0
1992 | 291.0104 | 0 | 0 | 0 | 0 | 0 | 0 | 0.011745 | 0
1992 | 291.0208 | 0 | 0 | 0 | 0 | 0 | 0 | 0.00783 | 0.011973
1992 | 291.0312 | 0.00783 | 0 | 0 | 0 | 0 | 0 | -0.003915 | 0.003991
1992 | 291.0417 | 0.04698 | 0 | 0 | 0 | 0 | 0 | 1.1369e-13 | 0.023946
1992 | 291.0521 | 0.00783 | 0 | 0 | 0 | 0 | 0 | 0 | 0.011973
1992 | 291.0625 | 0.02349 | 0 | 0 | 0 | 0 | 0 | 0.011745 | 0.007982
1992 | 291.0729 | 0 | 0 | 0 | 0 | 0 | 0 | 0.01566 | 0
1992 | 291.0833 | 0 | 0 | 0 | 0 | 0 | 0 | 0.003915 | -0.007982
1992 | 291.0937 | 0 | 0 | 0 | 0 | 0 | 0 | -0.003915 | 0.003991
1992 | 291.1042 | 0 | 0 | 0 | 0 | 0 | 0 | 0.00783 | 0
1992 | 291.1146 | 0 | 0 | 0 | 0 | 0 | 0 | -0.011745 | -0.003991
1992 | 291.125 | 0 | 0 | 0 | 0 | 0 | 0 | -0.011745 | 0.007982
1992 | 291.1354 | 0 | 0 | 0 | 0 | 0 | 0 | 0.011745 | 0
1992 | 291.1458 | 0 | 0 | 0 | 0 | 0 | 0 | -0.003915 | 0.011973
1992 | 291.1562 | 0.01566 | 0 | 0 | 0 | 0 | 0 | 0.00783 | 0
1992 | 291.1667 | 0 | 0 | 0 | 0 | 0 | 0 | -0.00783 | 0
1992 | 291.1771 | 0 | 0 | 0 | 0 | 0 | 0 | 0.00783 | 0.003991
1992 | 291.1875 | 0 | 0 | 0 | 0 | 0 | 0 | -0.019575 | 0.007982
1992 | 291.1979 | 0 | 0 | 0 | 0 | 0 | 0 | 0.011745 | 0.003991
1992 | 291.2083 | 0 | 0 | 0 | 0 | 0 | 0 | 0.003915 | 0
1992 | 291.2187 | 0 | 0 | 0 | 0 | 0 | 0 | 0 | 0.003991
1992 | 291.2292 | 0 | 0 | 0 | 0 | 0 | 0 | -0.01566 | 0.003991
1992 | 291.2396 | 0 | 0 | 0 | 0 | 0 | 0 | 0.00783 | 0.007982
1992 | 291.25 | 0 | 0 | 0 | 0 | 0 | 0 | -0.00783 | 0
1992 | 291.2604 | 0.00783 | 0 | 0 | 0 | 0 | 0 | -0.011745 | 0
1992 | 291.2708 | 0 | 0 | 0 | 0 | 0 | 0 | 0 | 0.007982
1992 | 291.2812 | 0 | 0 | 0 | 0 | 0 | 0 | -0.00783 | 0.007982
1992 | 291.2917 | 0 | 0 | 0 | 0 | 0 | 0 | 0.02349 | 0
1992 | 291.3021 | 0 | 0 | 0 | 0 | 0 | 0 | -0.011745 | 0
1992 | 291.3125 | 0 | 0 | 0 | 0 | 0 | 0 | 0.03132 | 0
1992 | 291.3229 | 0.00783 | 0 | 0 | 0 | 0 | 0 | -0.00783 | 0
1992 | 291.3333 | 0.01566 | 0 | 0 | 0 | 0 | 0 | 0 | 0.003991
1992 | 291.3437 | 0.03915 | 0 | 0 | 0 | 0 | 0 | 0.00783 | -0.007982
1992 | 291.3542 | 0 | 0 | 0 | 0 | 0 | 0 | -0.00783 | 0
1992 | 291.3646 | 0 | 0 | 0 | 0 | 0 | 0 | 0 | 0.003991
1992 | 291.375 | 0.00783 | 0.007982 | 0 | 0 | 0 | 0 | 0 | -0.003991
1992 | 291.3854 | 0 | 0.007982 | 0 | 0 | 0 | 0 | -0.003915 | 0.003991
1992 | 291.3958 | 0.0783 | 0.015964 | 0 | 0 | 0 | 0 | 0.027405 | 0
1992 | 291.4062 | 0 | 0.015964 | 0 | 0 | 0 | 0 | 0.011745 | -0.003991
1992 | 291.4167 | 0 | 0 | 0 | 0 | 0 | 0 | 0.003915 | -5.6843e-14
1992 | 291.4271 | 0 | 0.007982 | 0 | 0 | 0 | 0 | -0.05481 | 0.015964
1992 | 291.4375 | 0 | 0.015964 | 0 | 0 | 0 | 0 | 0.02349 | -5.6843e-14
1992 | 291.4479 | 0 | 0 | 0 | 0 | 0 | 0 | 0.03915 | -0.003991
1992 | 291.4583 | 0 | 0.023946 | 0 | 0 | 0 | 0 | 0.058725 | 0.007982
1992 | 291.4687 | 0 | 0 | 0 | 0 | 0 | 0 | 0.00783 | -0.011973
1992 | 291.4792 | 0 | 0 | 0 | 0 | 0 | 0 | -0.011745 | -0.007982
1992 | 291.4896 | 0 | 0 | 0 | 0 | 0 | 0 | 0.011745 | 0.003991
1992 | 291.5 | 0 | 0 | 0 | 0 | 0 | 0 | 0.03915 | 0
1992 | 291.5104 | 0 | 0 | 0 | 0 | 0 | 0 | 0.003915 | 0.003991
1992 | 291.5208 | 0 | 0 | 0 | 0 | 0 | 0 | -0.043065 | 0.011973
1992 | 291.5312 | 0 | 0 | 0 | 0 | 0 | 0 | 0.050895 | 0
1992 | 291.5417 | 0 | 0 | 0 | 0 | 0 | 0 | 0 | 0.003991
1992 | 291.5521 | 0 | 0 | 0 | 0 | 0 | 0 | 0.04698 | 0.011973
1992 | 291.5625 | 0 | 0 | 0 | 0 | 0 | 0 | 0 | 0.015964
1992 | 291.5729 | 0 | 0 | 0 | 0 | 0 | 0 | 0.02349 | 0.015964
1992 | 291.5833 | 0 | 0 | 0 | 0 | 0 | 0 | 0.03132 | -0.003991
1992 | 291.5937 | 0 | 0 | 0 | 0 | 0 | 0 | 0.06264 | 0.023946
1992 | 291.6042 | 0 | 0 | 0 | 0 | 0 | 0 | -0.003915 | 0.007982
1992 | 291.6146 | 0 | 0 | 0 | 0 | 0 | 0 | 0.00783 | 0
1992 | 291.625 | 0 | 0 | 0 | 0 | 0 | 0 | 0.019575 | 0.011973
1992 | 291.6354 | 0 | 0 | 0 | 0 | 0 | 0 | -0.011745 | 0.011973
1992 | 291.6458 | 0 | 0 | 0 | 0 | 0 | 0 | 0.02349 | 0.011973
1992 | 291.6562 | 0 | 0 | 0 | 0 | 0 | 0 | 0.043065 | 0
1992 | 291.6667 | 0 | 0 | 0 | 0 | 0 | 0 | -0.01566 | 0.011973
1992 | 291.6771 | 0 | 0 | 0 | 0 | 0 | 0 | 0.011745 | 0.023946
1992 | 291.6875 | 0 | 0 | 0 | 0 | 0 | 0 | 0.003915 | 0.007982
1992 | 291.6979 | 0 | 0 | 0 | 0 | 0 | 0 | 0.02349 | 0.007982
1992 | 291.7083 | 0 | 0 | 0 | 0 | 0 | 0 | -0.011745 | 0.011973
1992 | 291.7187 | 0 | 0 | 0 | 0 | 0 | 0 | 0.00783 | 0.015964
1992 | 291.7292 | 0 | 0 | 0 | 0 | 0 | 0 | 0.03915 | 0
1992 | 291.7396 | 0 | 0 | 0 | 0 | 0 | 0 | 0.011745 | 0.011973
1992 | 291.75 | 0 | 0 | 0 | 0 | 0 | 0 | 0.05481 | 0.011973
1992 | 291.7604 | 0 | 0 | 0 | 0 | 0 | 0 | 0.01566 | 0.003991
1992 | 291.7708 | 0 | 0 | 0 | 0 | 0 | 0 | -0.00783 | 0.011973
1992 | 291.7812 | 0 | 0 | 0 | 0 | 0 | 0 | -0.003915 | 0
1992 | 291.7917 | 0 | 0 | 0 | 0 | 0 | 0 | 0.00783 | 0.003991
1992 | 291.8021 | 0 | 0 | 0 | 0 | 0 | 0 | 0.003915 | 0.007982
1992 | 291.8125 | 0 | 0 | 0 | 0 | 0 | 0 | -0.00783 | -0.003991
1992 | 291.8229 | 0 | 0 | 0 | 0 | 0 | 0 | 0.003915 | 0.007982
1992 | 291.8333 | 0 | 0 | 0 | 0 | 0 | 0 | 0 | 0.003991
1992 | 291.8437 | 0 | 0 | 0 | 0 | 0 | 0 | -0.003915 | 0.007982
1992 | 291.8542 | 0 | 0 | 0 | 0 | 0 | 0 | -0.003915 | 0
1992 | 291.8646 | 0 | 0 | 0 | 0 | 0 | 0 | 0 | 0
1992 | 291.875 | 0 | 0 | 0 | 0 | 0 | 0 | -0.003915 | 0.003991
1992 | 291.8854 | 0.01566 | 0 | 0 | 0 | 0 | 0 | 0 | 0.003991
1992 | 291.8958 | 0 | 0 | 0 | 0 | 0 | 0 | 0.011745 | -0.003991
1992 | 291.9062 | 0 | 0 | 0 | 0 | 0 | 0 | -0.003915 | 0.007982
1992 | 291.9167 | 0.00783 | 0 | 0 | 0 | 0 | 0 | 0.011745 | 0
1992 | 291.9271 | 0 | 0 | 0 | 0 | 0 | 0 | -0.011745 | 0.003991
1992 | 291.9375 | 0 | 0 | 0 | 0 | 0 | 0 | -0.003915 | 0.007982
1992 | 291.9479 | 0.01566 | 0 | 0 | 0 | 0 | 0 | 0.003915 | 0.003991
1992 | 291.9583 | 0 | 0 | 0 | 0 | 0 | 0 | 0.00783 | 0
1992 | 291.9687 | 0 | 0 | 0 | 0 | 0 | 0 | 0.003915 | 0
1992 | 291.9792 | 0.00783 | 0 | 0 | 0 | 0 | 0 | -0.011745 | 0.011973
1992 | 291.9896 | 0.01566 | 0 | 0 | 0 | 0 | 0 | 0.00783 | -0.003991
1992 | 292 | 0 | 0 | 0 | 0 | 0 | 0 | 0.019575 | 0.003991
1992 | 292.0104 | 0 | 0 | 0 | 0 | 0 | 0 | -0.00783 | -0.003991
1992 | 292.0208 | 0 | 0 | 0 | 0 | 0 | 0 | -0.00783 | 0
1992 | 292.0312 | 0 | 0 | 0 | 0 | 0 | 0 | -0.003915 | 0.007982
1992 | 292.0417 | 0 | 0 | 0 | 0 | 0 | 0 | 0.003915 | 0.007982
1992 | 292.0521 | 0.00783 | 0 | 0 | 0 | 0 | 0 | -0.01566 | 0
1992 | 292.0625 | 0 | 0 | 0 | 0 | 0 | 0 | 0.011745 | 0.003991
1992 | 292.0729 | 0 | 0 | 0 | 0 | 0 | 0 | -0.011745 | 0.003991
1992 | 292.0833 | 0 | 0 | 0 | 0 | 0 | 0 | 0 | -0.003991
1992 | 292.0937 | 0 | 0 | 0 | 0 | 0 | 0 | 0.003915 | 0.003991
1992 | 292.1042 | 0.01566 | 0 | 0 | 0 | 0 | 0 | 0 | 0.007982
1992 | 292.1146 | 0 | 0 | 0 | 0 | 0 | 0 | 0.003915 | 0
1992 | 292.125 | 0 | 0 | 0 | 0 | 0 | 0 | 0 | 0
1992 | 292.1354 | 0.00783 | 0 | 0 | 0 | 0 | 0 | -0.00783 | -0.003991
1992 | 292.1458 | 0 | 0 | 0 | 0 | 0 | 0 | 0.00783 | 0.003991
1992 | 292.1562 | 0 | 0 | 0 | 0 | 0 | 0 | -0.003915 | 0.003991
1992 | 292.1667 | 0 | 0 | 0 | 0 | 0 | 0 | 0.00783 | 0.003991
1992 | 292.1771 | 0 | 0 | 0 | 0 | 0 | 0 | -0.003915 | -0.003991
1992 | 292.1875 | 0 | 0.007982 | 0 | 0 | 0 | 0 | 0.00783 | -0.003991
1992 | 292.1979 | 0 | 0 | 0 | 0 | 0 | 0 | -0.003915 | 0
1992 | 292.2083 | 0 | 0 | 0 | 0 | 0 | 0 | 0.011745 | 0.007982
1992 | 292.2187 | 0 | 0 | 0 | 0 | 0 | 0 | -0.00783 | 0
1992 | 292.2292 | 0 | 0 | 0 | 0 | 0 | 0 | -0.003915 | -5.6843e-14
1992 | 292.2396 | 0 | 0 | 0 | 0 | 0 | 0 | 0 | 5.6843e-14
1992 | 292.25 | 0 | 0 | 0 | 0 | 0 | 0 | 0 | 0
1992 | 292.2604 | 0 | 0 | 0 | 0 | 0 | 0 | -0.003915 | -0.003991
1992 | 292.2708 | 0 | 0 | 0 | 0 | 0 | 0 | -0.003915 | 0.003991
1992 | 292.2812 | 0 | 0 | 0 | 0 | 0 | 0 | 0.00783 | -0.003991
1992 | 292.2917 | 0.01566 | 0 | 0 | 0 | 0 | 0 | 0.003915 | -0.003991
1992 | 292.3021 | 0 | 0 | 0 | 0 | 0 | 0 | -0.00783 | -0.003991
1992 | 292.3125 | 0 | 0 | 0 | 0 | 0 | 0 | -0.00783 | 0.011973
1992 | 292.3229 | 0 | 0 | 0 | 0 | 0 | 0 | -0.003915 | 0
1992 | 292.3333 | 0.01566 | 0 | 0 | 0 | 0 | 0 | 0.011745 | 0
1992 | 292.3437 | 0 | 0 | 0 | 0 | 0 | 0 | -0.011745 | 0.007982
1992 | 292.3542 | 0 | 0 | 0 | 0 | 0 | 0 | -0.003915 | -0.003991
1992 | 292.3646 | 0 | 0 | 0 | 0 | 0 | 0 | 0.003915 | -0.003991
1992 | 292.375 | 0 | 0 | 0 | 0 | 0 | 0 | 0.027405 | 0.007982
1992 | 292.3854 | 0 | 0 | 0 | 0 | 0 | 0 | 0 | -0.007982
1992 | 292.3958 | 0 | 0.007982 | 0 | 0 | 0 | 0 | 0.003915 | 0
1992 | 292.4062 | 0 | 0.007982 | 0 | 0 | 0 | 0 | 0.019575 | 0
1992 | 292.4167 | 0 | 0 | 0 | 0 | 0 | 0 | 0 | -0.011973
1992 | 292.4271 | 0 | 0.023946 | 0 | 0 | 0 | 0 | 0.027405 | 0.003991
1992 | 292.4375 | 0 | 0 | 0 | 0 | 0 | 0 | 0.003915 | 0.003991
1992 | 292.4479 | 0 | 0.015964 | 0 | 0 | 0 | 0 | 0.03132 | 0.007982
1992 | 292.4583 | 0 | 0 | 0 | 0 | 0 | 0 | -0.00783 | 0
1992 | 292.4687 | 0 | 0 | 0 | 0 | 0 | 0 | 0 | -0.003991
1992 | 292.4792 | 0 | 0.007982 | 0 | 0 | 0 | 0 | 0.019575 | 0.007982
1992 | 292.4896 | 0 | 0 | 0 | 0 | 0 | 0 | -0.00783 | -0.031928
1992 | 292.5 | 0 | 0 | 0 | 0 | 0 | 0 | 0.003915 | 0.031928
1992 | 292.5104 | 0 | 0 | 0 | 0 | 0 | 0 | -1.1369e-13 | -0.003991
1992 | 292.5208 | 0 | 0 | 0 | 0 | 0 | 0 | -0.019575 | 0.007982
1992 | 292.5312 | 0 | 0 | 0 | 0 | 0 | 0 | 0.043065 | 0.019955
1992 | 292.5417 | 0 | 0 | 0 | 0 | 0 | 0 | -0.01566 | 0.019955
1992 | 292.5521 | 0 | 0 | 0 | 0 | 0 | 0 | 0.003915 | 0.03991
1992 | 292.5625 | 0.08613 | 0 | 0 | 0 | 0 | 0 | 0.058725 | -0.035919
1992 | 292.5729 | 0 | 0 | 0 | 0 | 0 | 0 | -0.04698 | 0.023946
1992 | 292.5833 | 0 | 0 | 0 | 0 | 0 | 0 | -0.01566 | 0.011973
1992 | 292.5937 | 0 | 0 | 0 | 0 | 0 | 0 | 0.058725 | 0.023946
1992 | 292.6042 | 0 | 0 | 0 | 0 | 0 | 0 | -0.05481 | 0.015964
1992 | 292.6146 | 0 | 0 | 0 | 0 | 0 | 0 | 0.06264 | -0.003991
1992 | 292.625 | 0 | 0 | 0 | 0 | 0 | 0 | -0.050895 | 0.003991
1992 | 292.6354 | 0 | 0 | 0 | 0 | 0 | 0 | 0.027405 | 0.031928
1992 | 292.6458 | 0 | 0 | 0 | 0 | 0 | 0 | -0.01566 | 0.007982
1992 | 292.6562 | 0 | 0 | 0 | 0 | 0 | 0 | -0.043065 | 0.011973
1992 | 292.6667 | 0 | 0 | 0 | 0 | 0 | 0 | 0.03915 | 0.003991
1992 | 292.6771 | 0 | 0 | 0 | 0 | 0 | 0 | 0.00783 | 0.007982
1992 | 292.6875 | 0 | 0 | 0 | 0 | 0 | 0 | 0.01566 | 0.015964
1992 | 292.6979 | 0 | 0 | 0 | 0 | 0 | 0 | -0.01566 | 0.027937
1992 | 292.7083 | 0 | 0 | 0 | 0 | 0 | 0 | 0.00783 | 0.007982
1992 | 292.7187 | 0 | 0 | 0 | 0 | 0 | 0 | -0.01566 | 0
1992 | 292.7292 | 0 | 0 | 0 | 0 | 0 | 0 | 0.003915 | 0.019955
1992 | 292.7396 | 0 | 0 | 0 | 0 | 0 | 0 | -0.019575 | 5.6843e-14
1992 | 292.75 | 0 | 0 | 0 | 0 | 0 | 0 | 0.08613 | 0.007982
1992 | 292.7604 | 0 | 0 | 0 | 0 | 0 | 0 | 0.011745 | 0.019955
1992 | 292.7708 | 0 | 0 | 0 | 0 | 0 | 0 | -0.003915 | 0.003991
1992 | 292.7812 | 0 | 0 | 0 | 0 | 0 | 0 | 0.02349 | -0.003991
1992 | 292.7917 | 0 | 0 | 0 | 0 | 0 | 0 | 0.019575 | 0.003991
1992 | 292.8021 | 0 | 0 | 0 | 0 | 0 | 0 | -0.019575 | 0.007982
1992 | 292.8125 | 0 | 0 | 0 | 0 | 0 | 0 | -0.019575 | 0.007982
1992 | 292.8229 | 0 | 0 | 0 | 0 | 0 | 0 | 0.02349 | 0
1992 | 292.8333 | 0 | 0 | 0 | 0 | 0 | 0 | 0 | 0.003991
1992 | 292.8437 | 0 | 0 | 0 | 0 | 0 | 0 | 0 | 0
1992 | 292.8542 | 0.02349 | 0 | 0 | 0 | 0 | 0 | 0 | 0
1992 | 292.8646 | 0 | 0 | 0 | 0 | 0 | 0 | -0.00783 | 0
1992 | 292.875 | 0.03132 | 0 | 0 | 0 | 0 | 0 | 0.003915 | 0.007982
1992 | 292.8854 | 0.03915 | 0 | 0 | 0 | 0 | 0 | 0.011745 | 0.003991
1992 | 292.8958 | 0.01566 | 0 | 0 | 0 | 0 | 0 | 0.003915 | 0.007982
1992 | 292.9062 | 0 | 0 | 0 | 0 | 0 | 0 | -0.019575 | -0.007982
1992 | 292.9167 | 0.02349 | 0 | 0 | 0 | 0 | 0 | 0 | 0
1992 | 292.9271 | 0 | 0 | 0 | 0 | 0 | 0 | 0.00783 | -0.003991
1992 | 292.9375 | 0 | 0 | 0 | 0 | 0 | 0 | -0.01566 | 0
1992 | 292.9479 | 0 | 0 | 0 | 0 | 0 | 0 | 0 | 0.011973
1992 | 292.9583 | 0 | 0 | 0 | 0 | 0 | 0 | -0.00783 | -0.011973
1992 | 292.9687 | 0 | 0 | 0 | 0 | 0 | 0 | 0.03915 | 5.6843e-14
1992 | 292.9792 | 0.03915 | 0 | 0 | 0 | 0 | 0 | -0.00783 | -0.003991
1992 | 292.9896 | 0 | 0 | 0 | 0 | 0 | 0 | -0.03132 | 0.007982
1992 | 293 | 0 | 0.023946 | 0 | 0 | 0 | 0 | 0.02349 | 0.003991
1992 | 293.0104 | 0 | 0 | 0 | 0 | 0 | 0 | -0.019575 | 0.007982
1992 | 293.0208 | 0 | 0 | 0 | 0 | 0 | 0 | 0.011745 | -0.003991
1992 | 293.0312 | 0 | 0 | 0 | 0 | 0 | 0 | 0.02349 | 0
1992 | 293.0417 | 0 | 0 | 0 | 0 | 0 | 0 | -0.003915 | -0.003991
1992 | 293.0521 | 0 | 0 | 0 | 0 | 0 | 0 | 0.00783 | 5.6843e-14
1992 | 293.0625 | 0 | 0 | 0 | 0 | 0 | 0 | 0.019575 | 0
1992 | 293.0729 | 0 | 0 | 0 | 0 | 0 | 0 | -0.011745 | 0.007982
1992 | 293.0833 | 0 | 0 | 0 | 0 | 0 | 0 | 0.011745 | 0.003991
1992 | 293.0937 | 0 | 0 | 0 | 0 | 0 | 0 | 0.011745 | 0.003991
1992 | 293.1042 | 0 | 0.015964 | 0 | 0 | 0 | 0 | -0.003915 | 0.007982
1992 | 293.1146 | 0.03132 | 0 | 0 | 0 | 0 | 0 | 1.1369e-13 | 0
1992 | 293.125 | 0.00783 | 0 | 0 | 0 | 0 | 0 | -0.01566 | 0.007982
1992 | 293.1354 | 0.02349 | 0 | 0 | 0 | 0 | 0 | 0.03132 | -0.003991
1992 | 293.1458 | 0 | 0.007982 | 0 | 0 | 0 | 0 | -0.02349 | -0.003991
1992 | 293.1562 | 0.00783 | 0.007982 | 0 | 0 | 0 | 0 | 0 | 0
1992 | 293.1667 | 0.10179 | 0 | 0 | 0 | 0 | 0 | 0 | 0.003991
1992 | 293.1771 | 0.06264 | 0 | 0 | 0 | 0 | 0 | 0.003915 | 0
1992 | 293.1875 | 0 | 0 | 0 | 0 | 0 | 0 | 0.035235 | -0.003991
1992 | 293.1979 | 0 | 0.007982 | 0 | 0 | 0 | 0 | 0.01566 | 0
1992 | 293.2083 | 0 | 0 | 0 | 0 | 0 | 0 | -0.019575 | 0.007982
1992 | 293.2187 | 0 | 0.023946 | 0 | 0 | 0 | 0 | -0.03132 | 0.003991
1992 | 293.2292 | 0 | 0 | 0 | 0 | 0 | 0 | -0.01566 | 0.007982
1992 | 293.2396 | 0 | 0 | 0 | 0 | 0 | 0 | 0.043065 | -0.011973
1992 | 293.25 | 0 | 0.007982 | 0 | 0 | 0 | 0 | 0.035235 | 0.003991
1992 | 293.2604 | 0 | 0 | 0 | 0 | 0 | 0 | 0 | -0.003991
1992 | 293.2708 | 0 | 0 | 0 | 0 | 0 | 0 | -0.03915 | 0.007982
1992 | 293.2812 | 0 | 0 | 0 | 0 | 0 | 0 | 0.043065 | -0.007982
1992 | 293.2917 | 0.05481 | 0 | 0 | 0 | 0 | 0 | -0.03132 | 0.003991
1992 | 293.3021 | 0 | 0 | 0 | 0 | 0 | 0 | 0.01566 | -0.011973
1992 | 293.3125 | 0 | 0 | 0 | 0 | 0 | 0 | -0.043065 | 0.007982
1992 | 293.3229 | 0.05481 | 0 | 0 | 0 | 0 | 0 | -0.07047 | 5.6843e-14
1992 | 293.3333 | 0.05481 | 0 | 0 | 0 | 0 | 0 | 0.04698 | -0.003991
1992 | 293.3437 | 0.00783 | 0 | 0 | 0 | 0 | 0 | 0.011745 | 0.003991
1992 | 293.3542 | 0 | 0 | 0 | 0 | 0 | 0 | 0.03132 | 0.003991
1992 | 293.3646 | 0 | 0 | 0 | 0 | 0 | 0 | 0.01566 | -0.003991
1992 | 293.375 | 0.05481 | 0 | 0 | 0 | 0 | 0 | -0.003915 | -0.007982
1992 | 293.3854 | 0 | 0 | 0 | 0 | 0 | 0 | 0.011745 | 0
1992 | 293.3958 | 0 | 0 | 0 | 0 | 0 | 0 | -0.03132 | 0.015964
1992 | 293.4062 | 0 | 0.023946 | 0 | 0 | 0 | 0 | -0.05481 | -0.015964
1992 | 293.4167 | 0 | 0 | 0 | 0 | 0 | 0 | 0.16835 | 0.007982
1992 | 293.4271 | 0 | 0 | 0 | 0 | 0 | 0 | 0.011745 | 0.003991
1992 | 293.4375 | 0 | 0 | 0 | 0 | 0 | 0 | 0.07047 | -0.011973
1992 | 293.4479 | 0 | 0 | 0 | 0 | 0 | 0 | 0.011745 | 0.019955
1992 | 293.4583 | 0 | 0.023946 | 0 | 0 | 0 | 0 | 0.06264 | -0.011973
1992 | 293.4687 | 0 | 0 | 0 | 0 | 0 | 0 | -0.05481 | 0.007982
1992 | 293.4792 | 0 | 0.015964 | 0 | 0 | 0 | 0 | 0.00783 | 0.003991
1992 | 293.4896 | 0 | 0 | 0 | 0 | 0 | 0 | 0.043065 | 0.011973
1992 | 293.5 | 0 | 0 | 0 | 0 | 0 | 0 | 0.027405 | -0.019955
1992 | 293.5104 | 0 | 0 | 0 | 0 | 0 | 0 | 0.03915 | 0.011973
1992 | 293.5208 | 0 | 0 | 0 | 0 | 0 | 0 | 0.05481 | -0.007982
1992 | 293.5312 | 0 | 0 | 0 | 0 | 0 | 0 | 0 | 0.007982
1992 | 293.5417 | 0 | 0 | 0 | 0 | 0 | 0 | -0.019575 | 0.027937
1992 | 293.5521 | 0 | 0 | 0 | 0 | 0 | 0 | 0.07047 | 0.019955
1992 | 293.5625 | 0 | 0 | 0 | 0 | 0 | 0 | 0.058725 | 0.019955
1992 | 293.5729 | 0 | 0 | 0 | 0 | 0 | 0 | 0.0783 | 0.015964
1992 | 293.5833 | 0 | 0 | 0 | 0 | 0 | 0 | -0.25056 | 0.015964
1992 | 293.5937 | 0 | 0 | 0 | 0 | 0 | 0 | 0.24273 | -0.031928
1992 | 293.6042 | 0 | 0 | 0 | 0 | 0 | 0 | 0.00783 | 0.03991
1992 | 293.6146 | 0 | 0 | 0 | 0 | 0 | 0 | 0.058725 | -0.003991
1992 | 293.625 | 0 | 0.015964 | 0 | 0 | 0 | 0 | -0.00783 | 0.007982
1992 | 293.6354 | 0 | 0 | 0 | 0 | 0 | 0 | 0.035235 | 0.015964
1992 | 293.6458 | 0 | 0 | 0 | 0 | 0 | 0 | -0.019575 | 0.015964
1992 | 293.6562 | 0 | 0 | 0 | 0 | 0 | 0 | -0.00783 | 0.007982
1992 | 293.6667 | 0 | 0 | 0 | 0 | 0 | 0 | 0.097875 | 0.011973
1992 | 293.6771 | 0 | 0 | 0 | 0 | 0 | 0 | 0.019575 | 0.023946
1992 | 293.6875 | 0 | 0 | 0 | 0 | 0 | 0 | 0.06264 | 0.003991
1992 | 293.6979 | 0 | 0 | 0 | 0 | 0 | 0 | -0.00783 | 0.011973
1992 | 293.7083 | 0 | 0 | 0 | 0 | 0 | 0 | 0.01566 | 0.015964
1992 | 293.7187 | 0 | 0 | 0 | 0 | 0 | 0 | 0.011745 | 0.007982
1992 | 293.7292 | 0 | 0 | 0 | 0 | 0 | 0 | 0.011745 | 0.011973
1992 | 293.7396 | 0 | 0 | 0 | 0 | 0 | 0 | 0.003915 | 0.015964
1992 | 293.75 | 0 | 0 | 0 | 0 | 0 | 0 | -0.003915 | 0.007982
1992 | 293.7604 | 0 | 0 | 0 | 0 | 0 | 0 | 0.003915 | 0.007982
1992 | 293.7708 | 0 | 0 | 0 | 0 | 0 | 0 | 0 | 0.007982
1992 | 293.7812 | 0 | 0 | 0 | 0 | 0 | 0 | 0 | 0.007982
1992 | 293.7917 | 0 | 0 | 0 | 0 | 0 | 0 | -0.003915 | 0.003991
1992 | 293.8021 | 0 | 0 | 0 | 0 | 0 | 0 | 0.00783 | 0.003991
1992 | 293.8125 | 0 | 0 | 0 | 0 | 0 | 0 | 0 | 0
1992 | 293.8229 | 0 | 0 | 0 | 0 | 0 | 0 | 0.003915 | 0
1992 | 293.8333 | 0 | 0 | 0 | 0 | 0 | 0 | 0 | 0.007982
1992 | 293.8437 | 0 | 0 | 0 | 0 | 0 | 0 | -0.003915 | 0
1992 | 293.8542 | 0 | 0 | 0 | 0 | 0 | 0 | 0 | 0
1992 | 293.8646 | 0 | 0 | 0 | 0 | 0 | 0 | 0.003915 | 0.007982
1992 | 293.875 | 0 | 0 | 0 | 0 | 0 | 0 | -0.003915 | 0.003991
1992 | 293.8854 | 0 | 0 | 0 | 0 | 0 | 0 | 0 | -0.003991
1992 | 293.8958 | 0.00783 | 0 | 0 | 0 | 0 | 0 | 0.003915 | 0
1992 | 293.9062 | 0 | 0 | 0 | 0 | 0 | 0 | 0.003915 | 0
1992 | 293.9167 | 0 | 0 | 0 | 0 | 0 | 0 | 0.003915 | 0.003991
1992 | 293.9271 | 0 | 0 | 0 | 0 | 0 | 0 | -0.00783 | 0.003991
1992 | 293.9375 | 0 | 0 | 0 | 0 | 0 | 0 | 0 | 0
1992 | 293.9479 | 0 | 0 | 0 | 0 | 0 | 0 | 0.003915 | 0
1992 | 293.9583 | 0.00783 | 0 | 0 | 0 | 0 | 0 | 1.1369e-13 | 0.007982
1992 | 293.9687 | 0 | 0 | 0 | 0 | 0 | 0 | 0 | 0
1992 | 293.9792 | 0 | 0 | 0 | 0 | 0 | 0 | 0.003915 | 0
1992 | 293.9896 | 0 | 0 | 0 | 0 | 0 | 0 | -0.00783 | 0
1992 | 294 | 0 | 0 | 0 | 0 | 0 | 0 | 0.003915 | 0
1992 | 294.0104 | 0.00783 | 0 | 0 | 0 | 0 | 0 | 0.00783 | 0
1992 | 294.0208 | 0 | 0 | 0 | 0 | 0 | 0 | -0.003915 | 0
1992 | 294.0312 | 0 | 0 | 0 | 0 | 0 | 0 | 0 | 0
1992 | 294.0417 | 0 | 0 | 0 | 0 | 0 | 0 | -0.003915 | 0
1992 | 294.0521 | 0 | 0 | 0 | 0 | 0 | 0 | -0.003915 | 0
1992 | 294.0625 | 0.00783 | 0 | 0 | 0 | 0 | 0 | 0.003915 | 0
1992 | 294.0729 | 0 | 0 | 0 | 0 | 0 | 0 | 0 | 0
1992 | 294.0833 | 0 | 0 | 0 | 0 | 0 | 0 | 0 | 0
1992 | 294.0937 | 0 | 0 | 0 | 0 | 0 | 0 | -0.003915 | 0
1992 | 294.1042 | 0 | 0 | 0 | 0 | 0 | 0 | -0.003915 | -0.003991
1992 | 294.1146 | 0.02349 | 0 | 0 | 0 | 0 | 0 | 0.003915 | 0.003991
1992 | 294.125 | 0 | 0 | 0 | 0 | 0 | 0 | 0.00783 | -0.003991
1992 | 294.1354 | 0 | 0 | 0 | 0 | 0 | 0 | -0.003915 | 0
1992 | 294.1458 | 0.01566 | 0 | 0 | 0 | 0 | 0 | -0.011745 | 0
1992 | 294.1562 | 0 | 0 | 0 | 0 | 0 | 0 | 0.011745 | -0.003991
1992 | 294.1667 | 0 | 0 | 0 | 0 | 0 | 0 | -0.00783 | 0.007982
1992 | 294.1771 | 0 | 0 | 0 | 0 | 0 | 0 | -0.011745 | 0
1992 | 294.1875 | 0 | 0 | 0 | 0 | 0 | 0 | 0.00783 | 0
1992 | 294.1979 | 0 | 0 | 0 | 0 | 0 | 0 | 0 | 0
1992 | 294.2083 | 0 | 0 | 0 | 0 | 0 | 0 | 0.003915 | 0.007982
1992 | 294.2187 | 0 | 0 | 0 | 0 | 0 | 0 | -0.01566 | -0.003991
1992 | 294.2292 | 0 | 0 | 0 | 0 | 0 | 0 | 0.011745 | 0.003991
1992 | 294.2396 | 0.00783 | 0 | 0 | 0 | 0 | 0 | 0 | 0
1992 | 294.25 | 0 | 0 | 0 | 0 | 0 | 0 | 0.011745 | 0
1992 | 294.2604 | 0.02349 | 0 | 0 | 0 | 0 | 0 | -0.003915 | 0
1992 | 294.2708 | 0 | 0 | 0 | 0 | 0 | 0 | -0.003915 | 0
1992 | 294.2812 | 0.00783 | 0 | 0 | 0 | 0 | 0 | 0 | 0
1992 | 294.2917 | 0.00783 | 0 | 0 | 0 | 0 | 0 | 0 | 0.007982
1992 | 294.3021 | 0 | 0 | 0 | 0 | 0 | 0 | -0.003915 | 0
1992 | 294.3125 | 0 | 0 | 0 | 0 | 0 | 0 | 0 | 0.007982
1992 | 294.3229 | 0 | 0 | 0 | 0 | 0 | 0 | 0.011745 | 0
1992 | 294.3333 | 0 | 0 | 0 | 0 | 0 | 0 | -0.003915 | 0.007982
1992 | 294.3437 | 0 | 0 | 0 | 0 | 0 | 0 | 0.00783 | 0
1992 | 294.3542 | 0 | 0 | 0 | 0 | 0 | 0 | 0.003915 | 0
1992 | 294.3646 | 0 | 0 | 0 | 0 | 0 | 0 | -0.003915 | 0
1992 | 294.375 | 0.01566 | 0.007982 | 0 | 0 | 0 | 0 | 0 | 0
1992 | 294.3854 | 0 | 0.007982 | 0 | 0 | 0 | 0 | 0.03915 | 0
1992 | 294.3958 | 0 | 0.007982 | 0 | 0 | 0 | 0 | -0.00783 | 0
1992 | 294.4062 | 0 | 0 | 0 | 0 | 0 | 0 | 0.01566 | -0.003991
1992 | 294.4167 | 0 | 0 | 0 | 0 | 0 | 0 | 0.00783 | 0
1992 | 294.4271 | 0 | 0.007982 | 0 | 0 | 0 | 0 | 0.019575 | -0.007982
1992 | 294.4375 | 0 | 0 | 0 | 0 | 0 | 0 | 0.01566 | 0
1992 | 294.4479 | 0 | 0 | 0 | 0 | 0 | 0 | 0.02349 | -0.003991
1992 | 294.4583 | 0 | 0 | 0 | 0 | 0 | 0 | 0.027405 | 0.007982
1992 | 294.4687 | 0 | 0 | 0 | 0 | 0 | 0 | 0.01566 | -0.007982
1992 | 294.4792 | 0 | 0.007982 | 0 | 0 | 0 | 0 | 0.011745 | 0
1992 | 294.4896 | 0 | 0 | 0 | 0 | 0 | 0 | 0.01566 | 0.015964
1992 | 294.5 | 0 | 0 | 0 | 0 | 0 | 0 | 0.027405 | 0.023946
1992 | 294.5104 | 0 | 0 | 0 | 0 | 0 | 0 | -0.003915 | 0.007982
1992 | 294.5208 | 0 | 0 | 0 | 0 | 0 | 0 | 0.043065 | 0
1992 | 294.5312 | 0 | 0 | 0 | 0 | 0 | 0 | 0.003915 | 0.019955
1992 | 294.5417 | 0 | 0 | 0 | 0 | 0 | 0 | 0.0003915 | 0
1992 | 294.5521 | 0 | 0 | 0 | 0 | 0 | 0 | 0.02349 | 0.028935
1992 | 294.5625 | 0 | 0 | 0 | 0 | 0 | 0 | 0 | 0.017959
1992 | 294.5729 | 0 | 0 | 0 | 0 | 0 | 0 | 0.033278 | 0.017959
1992 | 294.5833 | 0 | 0 | 0 | 0 | 0 | 0 | 0.011745 | 0.017959
1992 | 294.5937 | 0 | 0 | 0 | 0 | 0 | 0 | 0.0058725 | 0.010975
1992 | 294.6042 | 0 | 0 | 0 | 0 | 0 | 0 | 0.035235 | 0.023946
1992 | 294.6146 | 0 | 0 | 0 | 0 | 0 | 0 | -0.003915 | 0.019955
1992 | 294.625 | 0 | 0 | 0 | 0 | 0 | 0 | -0.00783 | 0.011973
1992 | 294.6354 | 0 | 0 | 0 | 0 | 0 | 0 | 0.035235 | 0.011973
1992 | 294.6458 | 0 | 0 | 0 | 0 | 0 | 0 | -0.02349 | 0
1992 | 294.6562 | 0 | 0 | 0 | 0 | 0 | 0 | 0.05481 | 0.031928
1992 | 294.6667 | 0 | 0 | 0 | 0 | 0 | 0 | -0.011745 | 0.007982
1992 | 294.6771 | 0 | 0 | 0 | 0 | 0 | 0 | -0.02349 | 0.011973
1992 | 294.6875 | 0 | 0 | 0 | 0 | 0 | 0 | 0.027405 | 0.019955
1992 | 294.6979 | 0 | 0 | 0 | 0 | 0 | 0 | 0.003915 | 0.035919
1992 | 294.7083 | 0 | 0 | 0 | 0 | 0 | 0 | 0.00783 | -0.003991
1992 | 294.7187 | 0 | 0 | 0 | 0 | 0 | 0 | 0.003915 | 0.023946
1992 | 294.7292 | 0 | 0 | 0 | 0 | 0 | 0 | 0.02349 | -0.003991
1992 | 294.7396 | 0 | 0 | 0 | 0 | 0 | 0 | 0.00783 | 0.003991
1992 | 294.75 | 0 | 0 | 0 | 0 | 0 | 0 | 0.02349 | -0.003991
1992 | 294.7604 | 0 | 0 | 0 | 0 | 0 | 0 | -0.00783 | 0.007982
1992 | 294.7708 | 0 | 0 | 0 | 0 | 0 | 0 | -0.003915 | -0.007982
1992 | 294.7812 | 0 | 0 | 0 | 0 | 0 | 0 | -0.00783 | 0
1992 | 294.7917 | 0.00783 | 0 | 0 | 0 | 0 | 0 | 0.00783 | 0.007982
1992 | 294.8021 | 0 | 0 | 0 | 0 | 0 | 0 | -0.003915 | 0
1992 | 294.8125 | 0.00783 | 0 | 0 | 0 | 0 | 0 | 0 | 0
1992 | 294.8229 | 0.03132 | 0 | 0 | 0 | 0 | 0 | 0 | 0.003991
1992 | 294.8333 | 0 | 0 | 0 | 0 | 0 | 0 | 0 | 0
1992 | 294.8437 | 0.01566 | 0 | 0 | 0 | 0 | 0 | 0 | 0
1992 | 294.8542 | 0.01566 | 0 | 0 | 0 | 0 | 0 | -0.00783 | 0.003991
1992 | 294.8646 | 0 | 0 | 0 | 0 | 0 | 0 | -0.003915 | 0.003991
1992 | 294.875 | 0.01566 | 0 | 0 | 0 | 0 | 0 | 0.003915 | 0.003991
1992 | 294.8854 | 0 | 0 | 0 | 0 | 0 | 0 | -0.011745 | -0.007982
1992 | 294.8958 | 0 | 0.007982 | 0 | 0 | 0 | 0 | 0.00783 | 0
1992 | 294.9062 | 0.00783 | 0 | 0 | 0 | 0 | 0 | -0.003915 | 0.003991
1992 | 294.9167 | 0.00783 | 0 | 0 | 0 | 0 | 0 | 0 | 0
1992 | 294.9271 | 0.00783 | 0 | 0 | 0 | 0 | 0 | 0 | 0
1992 | 294.9375 | 0 | 0 | 0 | 0 | 0 | 0 | 0.00783 | -0.007982
1992 | 294.9479 | 0.00783 | 0 | 0 | 0 | 0 | 0 | -0.00783 | 0.003991
1992 | 294.9583 | 0.03132 | 0 | 0 | 0 | 0 | 0 | 1.1369e-13 | -0.007982
1992 | 294.9687 | 0.03132 | 0 | 0 | 0 | 0 | 0 | -0.003915 | 0.003991
1992 | 294.9792 | 0.02349 | 0.007982 | 0 | 0 | 0 | 0 | 0.003915 | -0.003991
1992 | 294.9896 | 0.02349 | 0 | 0 | 0 | 0 | 0 | 0.00783 | 0.003991
1992 | 295 | 0.01566 | 0.007982 | 0 | 0 | 0 | 0 | -0.00783 | -0.003991
1992 | 295.0104 | 0 | 0 | 0 | 0 | 0 | 0 | 0.003915 | 0
1992 | 295.0208 | 0 | 0 | 0 | 0 | 0 | 0 | 0.01566 | 0
1992 | 295.0312 | 0.02349 | 0.007982 | 0 | 0 | 0 | 0 | 0.011745 | 0
1992 | 295.0417 | 0.00783 | 0.007982 | 0 | 0 | 0 | 0 | 0 | 0.003991
1992 | 295.0521 | 0.03132 | 0 | 0 | 0 | 0 | 0 | -0.003915 | 0.003991
1992 | 295.0625 | 0.03132 | 0.007982 | 0 | 0 | 0 | 0 | -0.003915 | 0
1992 | 295.0729 | 0 | 0.007982 | 0 | 0 | 0 | 0 | 0.011745 | 5.6843e-14
1992 | 295.0833 | 0 | 0 | 0 | 0 | 0 | 0 | 0.003915 | -0.011973
1992 | 295.0937 | 0 | 0.007982 | 0 | 0 | 0 | 0 | -0.01566 | -5.6843e-14
1992 | 295.1042 | 0.03132 | 0 | 0 | 0 | 0 | 0 | -0.003915 | 0.003991
1992 | 295.1146 | 0 | 0 | 0 | 0 | 0 | 0 | 0.003915 | -0.007982
1992 | 295.125 | 0 | 0.015964 | 0 | 0 | 0 | 0 | 0.02349 | 0.003991
1992 | 295.1354 | 0 | 0.007982 | 0 | 0 | 0 | 0 | 0.01566 | 0
1992 | 295.1458 | 0.01566 | 0.007982 | 0 | 0 | 0 | 0 | 0 | 0.003991
1992 | 295.1562 | 0 | 0.007982 | 0 | 0 | 0 | 0 | 0.003915 | 5.6843e-14
1992 | 295.1667 | 0.00783 | 0.007982 | 0 | 0 | 0 | 0 | -0.003915 | 0
1992 | 295.1771 | 0.00783 | 0.007982 | 0 | 0 | 0 | 0 | 0.00783 | 0
1992 | 295.1875 | 0 | 0.007982 | 0 | 0 | 0 | 0 | -0.003915 | 5.6843e-14
1992 | 295.1979 | 0.03915 | 0 | 0 | 0 | 0 | 0 | 0.003915 | 0
1992 | 295.2083 | 0.02349 | 0.015964 | 0 | 0 | 0 | 0 | 1.1369e-13 | -5.6843e-14
1992 | 295.2187 | 0.01566 | 0 | 0 | 0 | 0 | 0 | 0.003915 | -0.003991
1992 | 295.2292 | 0.02349 | 0.007982 | 0 | 0 | 0 | 0 | 0.003915 | 0.003991
1992 | 295.2396 | 0 | 0.007982 | 0 | 0 | 0 | 0 | 0 | 0
1992 | 295.25 | 0.03132 | 0.015964 | 0 | 0 | 0 | 0 | 0 | 5.6843e-14
1992 | 295.2604 | 0.02349 | 0.007982 | 0 | 0 | 0 | 0 | -0.02349 | -0.003991
1992 | 295.2708 | 0.02349 | 0.007982 | 0 | 0 | 0 | 0 | 0.00783 | 0.003991
1992 | 295.2812 | 0.02349 | 0.015964 | 0 | 0 | 0 | 0 | -0.003915 | 0
1992 | 295.2917 | 0 | 0.007982 | 0 | 0 | 0 | 0 | -0.011745 | -0.003991
1992 | 295.3021 | 0.03915 | 0 | 0 | 0 | 0 | 0 | -0.003915 | -0.003991
1992 | 295.3125 | 0 | 0.007982 | 0 | 0 | 0 | 0 | 0.019575 | 0
1992 | 295.3229 | 0 | 0.015964 | 0 | 0 | 0 | 0 | -0.021141 | -5.6843e-14
1992 | 295.3333 | 0 | 0 | 0 | 0 | 0 | 0 | 0.011745 | 0.011973
1992 | 295.3437 | 0 | 0 | 0 | 0 | 0 | 0 | 0.04698 | -0.003991
1992 | 295.3542 | 0 | 0 | 0 | 0 | 0 | 0 | 0.02349 | 0.015964
1992 | 295.3646 | 0.00783 | 0 | 0 | 0 | 0 | 0 | -0.022511 | 0.015964
1992 | 295.375 | 0 | 0 | 0 | 0 | 0 | 0 | 0.010571 | 0.027937
1992 | 295.3854 | 0 | 0 | 0 | 0 | 0 | 0 | -0.010766 | 0.019955
1992 | 295.3958 | 0 | 0 | 0 | 0 | 0 | 0 | 0.02349 | 0.014567
1992 | 295.4062 | 0 | 0 | 0 | 0 | 0 | 0 | -0.011745 | 0.010975
1992 | 295.4167 | 0 | 0 | 0 | 0 | 0 | 0 | 0.01566 | 0.011973
1992 | 295.4271 | 0.03132 | 0 | 0 | 0 | 0 | 0 | -0.04972 | 0.023946
1992 | 295.4375 | 0 | 0 | 0 | 0 | 0 | 0 | 0.058725 | -0.003991
1992 | 295.4479 | 0 | 0 | 0 | 0 | 0 | 0 | -0.011745 | 0.011973
1992 | 295.4583 | 0 | 0 | 0 | 0 | 0 | 0 | 0.050895 | 0
1992 | 295.4687 | 0 | 0 | 0 | 0 | 0 | 0 | -0.03915 | -0.003991
1992 | 295.4792 | 0 | 0 | 0 | 0 | 0 | 0 | 0.03915 | 0.019955
1992 | 295.4896 | 0 | 0 | 0 | 0 | 0 | 0 | -0.02349 | 0.007982
1992 | 295.5 | 0 | 0 | 0 | 0 | 0 | 0 | 0.01566 | 0
1992 | 295.5104 | 0 | 0 | 0 | 0 | 0 | 0 | 0.019575 | 0.007982
1992 | 295.5208 | 0 | 0 | 0 | 0 | 0 | 0 | -0.027405 | -0.007982
1992 | 295.5312 | 0 | 0 | 0 | 0 | 0 | 0 | 0.019575 | -0.003991
1992 | 295.5417 | 0 | 0 | 0 | 0 | 0 | 0 | 0.058725 | 0.011973
1992 | 295.5521 | 0 | 0 | 0 | 0 | 0 | 0 | 0.05481 | 0.003991
1992 | 295.5625 | 0 | 0 | 0 | 0 | 0 | 0 | 0 | 0.003991
1992 | 295.5729 | 0 | 0 | 0 | 0 | 0 | 0 | 0.011745 | -0.011973
1992 | 295.5833 | 0 | 0.007982 | 0 | 0 | 0 | 0 | 0.02349 | 0
1992 | 295.5937 | 0 | 0 | 0 | 0 | 0 | 0 | 0.03132 | 0.023946
1992 | 295.6042 | 0 | 0 | 0 | 0 | 0 | 0 | -0.019575 | 0.019955
1992 | 295.6146 | 0 | 0 | 0 | 0 | 0 | 0 | 0.01566 | 0.011973
1992 | 295.625 | 0 | 0 | 0.06264 | 0 | 0 | 0 | -0.019575 | 0.019955
1992 | 295.6354 | 0 | 0 | 0 | 0 | 0 | 0 | 0.074385 | -0.011973
1992 | 295.6458 | 0 | 0 | 0.06264 | 0.2235 | 0 | 0 | -0.058725 | 0.015964
1992 | 295.6562 | 0 | 0 | 0 | 0 | 0 | 0 | 0.04698 | 0.07982
1992 | 295.6667 | 0 | 0 | 0 | 0 | 0 | 0 | 0.043065 | 0.055874
1992 | 295.6771 | 0 | 0 | 0 | 0 | 0 | 0 | 0.04698 | 0.015964
1992 | 295.6875 | 0 | 0 | 0 | 0 | 0 | 0 | -0.02349 | 0.011973
1992 | 295.6979 | 0 | 0 | 0 | 0 | 0 | 0 | 0.027405 | 0.011973
1992 | 295.7083 | 0 | 0 | 0 | 0 | 0 | 0 | 0.00783 | 0.003991
1992 | 295.7187 | 0 | 0 | 0.18792 | 0 | 0 | 0 | 0 | 0.015964
1992 | 295.7292 | 0 | 0 | 0.05481 | 0 | 0 | 0 | 0.03132 | 0.027937
1992 | 295.7396 | 0 | 0 | 0 | 0 | 0 | 0 | 0.05481 | 0
1992 | 295.75 | 0 | 0 | 0 | 0 | 0 | 0 | 0.050895 | 0
1992 | 295.7604 | 0 | 0 | 0 | 0 | 0 | 0 | 0.03132 | 0.003991
1992 | 295.7708 | 0 | 0 | 0 | 0 | 0 | 0 | 0.066555 | 0
1992 | 295.7812 | 0 | 0 | 0 | 0 | 0 | 0 | 0.035235 | 0
1992 | 295.7917 | 0 | 0 | 0 | 0 | 0 | 0 | -0.003915 | 0.011973
1992 | 295.8021 | 0 | 0 | 0 | 0 | 0 | 0 | -0.00783 | 0.007982
1992 | 295.8125 | 0 | 0 | 0 | 0 | 0 | 0 | 0 | 0
1992 | 295.8229 | 0 | 0 | 0 | 0 | 0 | 0 | -0.003915 | -0.003991
1992 | 295.8333 | 0 | 0 | 0 | 0 | 0 | 0 | 0.01566 | 0
1992 | 295.8437 | 0 | 0 | 0 | 0 | 0 | 0 | -0.00783 | 0.003991
1992 | 295.8542 | 0 | 0 | 0 | 0 | 0 | 0 | 0.003915 | 0
1992 | 295.8646 | 0.00783 | 0 | 0 | 0 | 0 | 0 | 0 | 0
1992 | 295.875 | 0.00783 | 0 | 0 | 0 | 0 | 0 | -0.003915 | 0
1992 | 295.8854 | 0 | 0 | 0 | 0 | 0 | 0 | 0.003915 | 0
1992 | 295.8958 | 0.00783 | 0 | 0 | 0 | 0 | 0 | -0.00783 | 0.003991
1992 | 295.9062 | 0.02349 | 0 | 0 | 0 | 0 | 0 | -0.003915 | 0.007982
1992 | 295.9167 | 0 | 0 | 0 | 0 | 0 | 0 | 0.003915 | 0
1992 | 295.9271 | 0 | 0 | 0 | 0 | 0 | 0 | -0.00783 | -0.003991
1992 | 295.9375 | 0.01566 | 0 | 0 | 0 | 0 | 0 | -0.003915 | 0.011973
1992 | 295.9479 | 0 | 0 | 0 | 0 | 0 | 0 | -0.00783 | -0.003991
1992 | 295.9583 | 0 | 0 | 0 | 0 | 0 | 0 | 0 | 0
1992 | 295.9687 | 0 | 0 | 0 | 0 | 0 | 0 | 0.003915 | 0.003991
1992 | 295.9792 | 0 | 0 | 0 | 0 | 0 | 0 | -0.027405 | -0.007982
1992 | 295.9896 | 0 | 0 | 0 | 0 | 0 | 0 | 0 | 0.003991
1992 | 296 | 0 | 0 | 0 | 0 | 0 | 0 | -0.011745 | 0.003991
1992 | 296.0104 | 0.00783 | 0 | 0 | 0 | 0 | 0 | 0.011745 | -0.007982
1992 | 296.0208 | 0 | 0 | 0 | 0 | 0 | 0 | -0.00783 | -0.003991
1992 | 296.0312 | 0 | 0 | 0 | 0 | 0 | 0 | 0.00783 | 0.007982
1992 | 296.0417 | 0 | 0 | 0 | 0 | 0 | 0 | 0.011745 | -0.007982
1992 | 296.0521 | 0 | 0 | 0 | 0 | 0 | 0 | 0.003915 | 0
1992 | 296.0625 | 0 | 0 | 0 | 0 | 0 | 0 | -0.003915 | -0.003991
1992 | 296.0729 | 0 | 0 | 0 | 0 | 0 | 0 | 0.01566 | -0.003991
1992 | 296.0833 | 0 | 0.007982 | 0 | 0 | 0 | 0 | -0.019575 | 0
1992 | 296.0937 | 0 | 0 | 0 | 0 | 0 | 0 | 0.00783 | 0
1992 | 296.1042 | 0 | 0 | 0 | 0 | 0 | 0 | 0.011745 | 0
1992 | 296.1146 | 0 | 0.015964 | 0 | 0 | 0 | 0 | 0.01566 | 0.007982
1992 | 296.125 | 0 | 0 | 0 | 0 | 0 | 0 | -0.00783 | 0
1992 | 296.1354 | 0 | 0 | 0 | 0 | 0 | 0 | 0 | -0.003991
1992 | 296.1458 | 0.01566 | 0 | 0 | 0 | 0 | 0 | 0 | 0.003991
1992 | 296.1562 | 0.01566 | 0 | 0 | 0 | 0 | 0 | 1.1369e-13 | -0.003991
1992 | 296.1667 | 0.02349 | 0.007982 | 0 | 0 | 0 | 0 | -0.003915 | 0.003991
1992 | 296.1771 | 0 | 0 | 0 | 0 | 0 | 0 | 0.01566 | 0
1992 | 296.1875 | 0 | 0.007982 | 0 | 0 | 0 | 0 | 0.003915 | 5.6843e-14
1992 | 296.1979 | 0 | 0 | 0 | 0 | 0 | 0 | -0.019575 | -0.003991
1992 | 296.2083 | 0.03132 | 0 | 0 | 0 | 0 | 0 | -0.003915 | 0
1992 | 296.2187 | 0 | 0 | 0 | 0 | 0 | 0 | 0.011745 | -0.003991
1992 | 296.2292 | 0.01566 | 0 | 0 | 0 | 0 | 0 | -0.019575 | 0
1992 | 296.2396 | 0 | 0.007982 | 0 | 0 | 0 | 0 | 0.02349 | 0.007982
1992 | 296.25 | 0 | 0 | 0 | 0 | 0 | 0 | -0.01566 | 0
1992 | 296.2604 | 0 | 0.007982 | 0 | 0 | 0 | 0 | 0.019575 | 5.6843e-14
1992 | 296.2708 | 0 | 0.007982 | 0 | 0 | 0 | 0 | 0.003915 | 0
1992 | 296.2812 | 0 | 0 | 0 | 0 | 0 | 0 | -0.011745 | 0.003991
1992 | 296.2917 | 0 | 0 | 0 | 0 | 0 | 0 | 0.003915 | -0.003991
1992 | 296.3021 | 0.02349 | 0.007982 | 0 | 0 | 0 | 0 | 0 | 0.003991
1992 | 296.3125 | 0 | 0 | 0 | 0 | 0 | 0 | -0.011745 | -0.003991
1992 | 296.3229 | 0 | 0 | 0 | 0 | 0 | 0 | -0.011745 | 0
1992 | 296.3333 | 0 | 0 | 0 | 0 | 0 | 0 | 0.003915 | 0.007982
1992 | 296.3437 | 0 | 0 | 0 | 0 | 0 | 0 | 0.00783 | 0
1992 | 296.3542 | 0 | 0 | 0 | 0 | 0 | 0 | -0.003915 | 0.003991
1992 | 296.3646 | 0.02349 | 0 | 0 | 0 | 0 | 0 | 0 | 0.011973
1992 | 296.375 | 0.00783 | 0 | 0 | 0 | 0 | 0 | 0.03132 | 0.011973
1992 | 296.3854 | 0.0783 | 0 | 0 | 0 | 0 | 0 | -0.03132 | 0.019955
1992 | 296.3958 | 0.04698 | 0 | 0 | 0 | 0 | 0 | -0.02349 | 0.003991
1992 | 296.4062 | 0.11745 | 0 | 0 | 0 | 0 | 0 | 0.01566 | 0.007982
1992 | 296.4167 | 0 | 0 | 0 | 0 | 0 | 0 | 0.027405 | 0.007982
1992 | 296.4271 | 0 | 0 | 0 | 0 | 0 | 0 | 0.011745 | 0
1992 | 296.4375 | 0 | 0 | 0 | 0 | 0 | 0 | 0.011745 | 0.003991
1992 | 296.4479 | 0 | 0 | 0 | 0 | 0 | 0 | 0.08613 | 0.015964
1992 | 296.4583 | 0 | 0 | 0 | 0 | 0 | 0 | -0.00783 | 0.011973
1992 | 296.4687 | 0 | 0 | 0 | 0 | 0 | 0 | 0.003915 | 0
1992 | 296.4792 | 0 | 0 | 0 | 0 | 0 | 0 | 0.066555 | -0.003991
1992 | 296.4896 | 0 | 0.023946 | 0 | 0 | 0 | 0 | 0.035235 | 0.007982
1992 | 296.5 | 0 | 0 | 0 | 0 | 0 | 0 | 0.019575 | 0.011973
1992 | 296.5104 | 0 | 0 | 0 | 0 | 0 | 0 | 0.02349 | 0
1992 | 296.5208 | 0 | 0 | 0 | 0 | 0 | 0 | 0.074385 | 0.011973
1992 | 296.5312 | 0 | 0 | 0 | 0 | 0 | 0 | 0.04698 | 0.011973
1992 | 296.5417 | 0 | 0 | 0 | 0 | 0 | 0 | -0.03915 | 0
1992 | 296.5521 | 0 | 0 | 0 | 0 | 0 | 0 | 0.02349 | 0.019955
1992 | 296.5625 | 0 | 0 | 0 | 0 | 0 | 0 | 0.03915 | 0.023946
1992 | 296.5729 | 0 | 0 | 0 | 0 | 0 | 0 | 0.02349 | 0.011973
1992 | 296.5833 | 0 | 0 | 0 | 0 | 0 | 0 | 0.019575 | 0.007982
1992 | 296.5937 | 0 | 0 | 0 | 0 | 0 | 0 | -0.041499 | 0.015964
1992 | 296.6042 | 0 | 0 | 0 | 0 | 0 | 0 | 0.070862 | 0.0059865
1992 | 296.6146 | 0 | 0 | 0 | 0 | 0 | 0 | -0.007047 | 0.023946
1992 | 296.625 | 0 | 0 | 0 | 0 | 0 | 0 | -0.007047 | -0.0049888
1992 | 296.6354 | 0 | 0 | 0 | 0 | 0 | 0 | -0.0074385 | 0.0059865
1992 | 296.6458 | 0 | 0 | 0 | 0 | 0 | 0 | -0.019967 | 0.014966
1992 | 296.6562 | 0 | 0 | 0 | 0 | 0 | 0 | 0.06264 | 0.011973
1992 | 296.6667 | 0 | 0 | 0 | 0 | 0 | 0 | -0.00783 | 0.015964
1992 | 296.6771 | 0 | 0 | 0 | 0 | 0 | 0 | 0.00783 | 0.007982
1992 | 296.6875 | 0 | 0 | 0 | 0 | 0 | 0 | 0.027405 | 0.027937
1992 | 296.6979 | 0 | 0 | 0 | 0 | 0 | 0 | 0.03915 | -0.007982
1992 | 296.7083 | 0 | 0 | 0 | 0 | 0 | 0 | -0.06264 | 0.015964
1992 | 296.7187 | 0 | 0 | 0 | 0 | 0 | 0 | 0.03915 | 0.015964
1992 | 296.7292 | 0 | 0 | 0 | 0 | 0 | 0 | 0.027405 | 0.003991
1992 | 296.7396 | 0 | 0 | 0 | 0 | 0 | 0 | 0.050895 | 0.007982
1992 | 296.75 | 0 | 0 | 0 | 0 | 0 | 0 | 0.04698 | 0.015964
1992 | 296.7604 | 0 | 0 | 0 | 0 | 0 | 0 | -0.01566 | 0
1992 | 296.7708 | 0 | 0 | 0 | 0 | 0 | 0 | 0.011745 | 0
1992 | 296.7812 | 0 | 0 | 0 | 0 | 0 | 0 | 0 | 0.007982
1992 | 296.7917 | 0 | 0 | 0 | 0 | 0 | 0 | -0.003915 | -0.007982
1992 | 296.8021 | 0 | 0 | 0 | 0 | 0 | 0 | -0.01566 | 0.003991
1992 | 296.8125 | 0 | 0 | 0 | 0 | 0 | 0 | 0.011745 | 0.003991
1992 | 296.8229 | 0 | 0 | 0 | 0 | 0 | 0 | 0 | 0
1992 | 296.8333 | 0.02349 | 0 | 0 | 0 | 0 | 0 | 0.003915 | 0.003991
1992 | 296.8437 | 0.03915 | 0 | 0 | 0 | 0 | 0 | 0 | -0.003991
1992 | 296.8542 | 0.00783 | 0 | 0 | 0 | 0 | 0 | 0.003915 | 0.007982
1992 | 296.8646 | 0 | 0 | 0 | 0 | 0 | 0 | 0.019575 | 0
1992 | 296.875 | 0 | 0.007982 | 0 | 0 | 0 | 0 | 0.00783 | -5.6843e-14
1992 | 296.8854 | 0 | 0 | 0 | 0 | 0 | 0 | -0.00783 | 0.003991
1992 | 296.8958 | 0 | 0 | 0 | 0 | 0 | 0 | 0 | -0.003991
1992 | 296.9062 | 0 | 0 | 0 | 0 | 0 | 0 | 0.003915 | -0.003991
1992 | 296.9167 | 0 | 0 | 0 | 0 | 0 | 0 | -0.003915 | 0.003991
1992 | 296.9271 | 0 | 0 | 0 | 0 | 0 | 0 | -0.00783 | 0.003991
1992 | 296.9375 | 0 | 0 | 0 | 0 | 0 | 0 | 0.00783 | 0.003991
1992 | 296.9479 | 0 | 0 | 0 | 0 | 0 | 0 | -0.003915 | 0.003991
1992 | 296.9583 | 0.01566 | 0 | 0 | 0 | 0 | 0 | 0.003915 | -0.003991
1992 | 296.9687 | 0 | 0.007982 | 0 | 0 | 0 | 0 | 0.01566 | 0.003991
1992 | 296.9792 | 0 | 0 | 0 | 0 | 0 | 0 | 0.011745 | 0.007982
1992 | 296.9896 | 0 | 0 | 0 | 0 | 0 | 0 | 0.011745 | -0.003991
1992 | 297 | 0 | 0 | 0 | 0 | 0 | 0 | -0.00783 | 5.6843e-14
1992 | 297.0104 | 0.01566 | 0.007982 | 0 | 0 | 0 | 0 | 0 | 0.007982
1992 | 297.0208 | 0.00783 | 0 | 0 | 0 | 0 | 0 | 0 | 0
1992 | 297.0312 | 0 | 0 | 0 | 0 | 0 | 0 | 0.011745 | 0
1992 | 297.0417 | 0 | 0 | 0 | 0 | 0 | 0 | -0.019575 | 0
1992 | 297.0521 | 0 | 0 | 0 | 0 | 0 | 0 | -0.00783 | 0
1992 | 297.0625 | 0 | 0 | 0 | 0 | 0 | 0 | 0.027405 | 0
1992 | 297.0729 | 0 | 0 | 0 | 0 | 0 | 0 | -0.01566 | 0
1992 | 297.0833 | 0.01566 | 0 | 0 | 0 | 0 | 0 | 0.003915 | 0
1992 | 297.0937 | 0.01566 | 0 | 0 | 0 | 0 | 0 | 1.1369e-13 | 0
1992 | 297.1042 | 0 | 0 | 0 | 0 | 0 | 0 | 0.00783 | 0
1992 | 297.1146 | 0 | 0 | 0 | 0 | 0 | 0 | -0.00783 | 0.003991
1992 | 297.125 | 0 | 0 | 0 | 0 | 0 | 0 | 0.00783 | -0.003991
1992 | 297.1354 | 0 | 0 | 0 | 0 | 0 | 0 | -0.003915 | 0.003991
1992 | 297.1458 | 0 | 0 | 0 | 0 | 0 | 0 | 0.01566 | -0.003991
1992 | 297.1562 | 0.00783 | 0 | 0 | 0 | 0 | 0 | -0.003915 | 0
1992 | 297.1667 | 0 | 0 | 0 | 0 | 0 | 0 | 0.011745 | -0.003991
1992 | 297.1771 | 0 | 0 | 0 | 0 | 0 | 0 | 0 | 0.003991
1992 | 297.1875 | 0.00783 | 0.007982 | 0 | 0 | 0 | 0 | -0.003915 | 5.6843e-14
1992 | 297.1979 | 0 | 0 | 0 | 0 | 0 | 0 | -0.003915 | 0
1992 | 297.2083 | 0 | 0.007982 | 0 | 0 | 0 | 0 | -0.003915 | 0.003991
1992 | 297.2187 | 0 | 0 | 0 | 0 | 0 | 0 | 0 | 0.003991
1992 | 297.2292 | 0.00783 | 0.007982 | 0 | 0 | 0 | 0 | 0 | 0
1992 | 297.2396 | 0.00783 | 0 | 0 | 0 | 0 | 0 | 0 | -0.003991
1992 | 297.25 | 0 | 0 | 0 | 0 | 0 | 0 | 0 | -0.003991
1992 | 297.2604 | 0 | 0 | 0 | 0 | 0 | 0 | 0 | 0.003991
1992 | 297.2708 | 0.01566 | 0 | 0 | 0 | 0 | 0 | 0.003915 | -0.003991
1992 | 297.2812 | 0 | 0 | 0 | 0 | 0 | 0 | 0.003915 | -0.003991
1992 | 297.2917 | 0 | 0 | 0 | 0 | 0 | 0 | -0.00783 | 0
1992 | 297.3021 | 0 | 0.007982 | 0 | 0 | 0 | 0 | 0.003915 | 0.003991
1992 | 297.3125 | 0 | 0 | 0 | 0 | 0 | 0 | 0 | -0.003991
1992 | 297.3229 | 0.03132 | 0.007982 | 0 | 0 | 0 | 0 | 0.003915 | 0.007982
1992 | 297.3333 | 0 | 0 | 0 | 0 | 0 | 0 | -0.01566 | -0.003991
1992 | 297.3437 | 0 | 0 | 0 | 0 | 0 | 0 | -0.003915 | 0
1992 | 297.3542 | 0.01566 | 0 | 0 | 0 | 0 | 0 | 0.003915 | 0.003991
1992 | 297.3646 | 0.02349 | 0 | 0 | 0 | 0 | 0 | 0.01566 | 0.003991
1992 | 297.375 | 0 | 0 | 0 | 0 | 0 | 0 | -0.01566 | 0
1992 | 297.3854 | 0 | 0 | 0 | 0 | 0 | 0 | -0.00783 | 0.007982
1992 | 297.3958 | 0.02349 | 0 | 0 | 0 | 0 | 0 | -0.003915 | 0
1992 | 297.4062 | 0 | 0 | 0 | 0 | 0 | 0 | 0.027405 | 0.007982
1992 | 297.4167 | 0.03915 | 0 | 0 | 0 | 0 | 0 | 0.01566 | 0.003991
1992 | 297.4271 | 0.03915 | 0.015964 | 0 | 0 | 0 | 0 | -0.01566 | 0.003991
1992 | 297.4375 | 0.00783 | 0.007982 | 0 | 0 | 0 | 0 | 0.03132 | 0
1992 | 297.4479 | 0 | 0 | 0 | 0 | 0 | 0 | 0 | -0.007982
1992 | 297.4583 | 0 | 0 | 0 | 0 | 0 | 0 | 0.082215 | 0.015964
1992 | 297.4687 | 0 | 0 | 0 | 0 | 0 | 0 | -0.003915 | -0.011973
1992 | 297.4792 | 0 | 0 | 0 | 0 | 0 | 0 | 0.00783 | -0.011973
1992 | 297.4896 | 0 | 0 | 0 | 0 | 0 | 0 | 0.043065 | 0.015964
1992 | 297.5 | 0 | 0 | 0 | 0 | 0 | 0 | 0.03915 | 0
1992 | 297.5104 | 0 | 0 | 0 | 0 | 0 | 0 | 0.027405 | 0.007982
1992 | 297.5208 | 0 | 0 | 0 | 0 | 0 | 0 | 0.03915 | 0.007982
1992 | 297.5312 | 0 | 0 | 0 | 0 | 0 | 0 | 0.043065 | 0.011973
1992 | 297.5417 | 0 | 0 | 0 | 0 | 0 | 0 | -0.011745 | 0
1992 | 297.5521 | 0 | 0 | 0 | 0 | 0 | 0 | 0.019575 | 0.019955
1992 | 297.5625 | 0 | 0 | 0 | 0 | 0 | 0 | 0.05481 | 0.035919
1992 | 297.5729 | 0 | 0 | 0 | 0 | 0 | 0 | 0.035235 | -0.007982
1992 | 297.5833 | 0 | 0 | 0 | 0 | 0 | 0 | 0.00783 | 0.019955
1992 | 297.5937 | 0 | 0 | 0 | 0 | 0 | 0 | 0.04698 | 0.015964
1992 | 297.6042 | 0 | 0 | 0 | 0 | 0 | 0 | -0.00783 | 0.011973
1992 | 297.6146 | 0 | 0 | 0 | 0 | 0 | 0 | 0.03132 | 0.007982
1992 | 297.625 | 0 | 0 | 0 | 0 | 0 | 0 | 0.03132 | 0.015964
1992 | 297.6354 | 0 | 0 | 0 | 0 | 0 | 0 | -0.04698 | 0.007982
1992 | 297.6458 | 0 | 0 | 0 | 0 | 0 | 0 | 0.027405 | 0.015964
1992 | 297.6562 | 0 | 0 | 0 | 0 | 0 | 0 | 0.00783 | 0.011973
1992 | 297.6667 | 0 | 0 | 0 | 0 | 0 | 0 | 0.011745 | 0.015964
1992 | 297.6771 | 0 | 0 | 0 | 0 | 0 | 0 | 0.05481 | 0.007982
1992 | 297.6875 | 0 | 0 | 0 | 0 | 0 | 0 | -0.003915 | 0.007982
1992 | 297.6979 | 0 | 0 | 0 | 0 | 0 | 0 | 0.003915 | 0.011973
1992 | 297.7083 | 0 | 0 | 0 | 0 | 0 | 0 | 0 | 0.007982
1992 | 297.7187 | 0 | 0 | 0 | 0 | 0 | 0 | 0.02349 | 0.011973
1992 | 297.7292 | 0 | 0 | 0 | 0 | 0 | 0 | 0.00783 | 0.007982
1992 | 297.7396 | 0 | 0 | 0 | 0 | 0 | 0 | 0 | 0.003991
1992 | 297.75 | 0 | 0 | 0 | 0 | 0 | 0 | 0.01566 | 0.003991
1992 | 297.7604 | 0 | 0 | 0 | 0 | 0 | 0 | 0.00783 | 0
1992 | 297.7708 | 0 | 0 | 0 | 0 | 0 | 0 | 0 | 0.007982
1992 | 297.7812 | 0 | 0 | 0 | 0 | 0 | 0 | 0 | 0
1992 | 297.7917 | 0.01566 | 0 | 0 | 0 | 0 | 0 | 0 | 0.007982
1992 | 297.8021 | 0 | 0 | 0 | 0 | 0 | 0 | -0.003915 | 0
1992 | 297.8125 | 0 | 0 | 0 | 0 | 0 | 0 | 0 | 0
1992 | 297.8229 | 0.00783 | 0 | 0 | 0 | 0 | 0 | -0.003915 | 0
1992 | 297.8333 | 0.00783 | 0 | 0 | 0 | 0 | 0 | 0.003915 | 0
1992 | 297.8437 | 0 | 0 | 0 | 0 | 0 | 0 | -0.003915 | 0
1992 | 297.8542 | 0 | 0 | 0 | 0 | 0 | 0 | -0.00783 | -0.003991
1992 | 297.8646 | 0 | 0 | 0 | 0 | 0 | 0 | -0.003915 | 0.003991
1992 | 297.875 | 0 | 0 | 0 | 0 | 0 | 0 | 0.003915 | 0
1992 | 297.8854 | 0 | 0 | 0 | 0 | 0 | 0 | -0.003915 | -0.003991
1992 | 297.8958 | 0 | 0 | 0 | 0 | 0 | 0 | 0 | 0.003991
1992 | 297.9062 | 0.00783 | 0 | 0 | 0 | 0 | 0 | 0.003915 | 0
1992 | 297.9167 | 0.00783 | 0 | 0 | 0 | 0 | 0 | 1.1369e-13 | -0.003991
1992 | 297.9271 | 0.00783 | 0 | 0 | 0 | 0 | 0 | 0 | -0.003991
1992 | 297.9375 | 0 | 0 | 0 | 0 | 0 | 0 | 0 | 0
1992 | 297.9479 | 0 | 0 | 0 | 0 | 0 | 0 | -0.003915 | 0.007982
1992 | 297.9583 | 0.01566 | 0 | 0 | 0 | 0 | 0 | 0.00783 | 0
1992 | 297.9687 | 0 | 0 | 0 | 0 | 0 | 0 | 0 | -0.003991
1992 | 297.9792 | 0 | 0 | 0 | 0 | 0 | 0 | -0.003915 | 0.003991
1992 | 297.9896 | 0 | 0 | 0 | 0 | 0 | 0 | -0.00783 | -0.007982
1992 | 298 | 0 | 0 | 0 | 0 | 0 | 0 | 0 | 0.003991
1992 | 298.0104 | 0.00783 | 0 | 0 | 0 | 0 | 0 | -0.003915 | 0
1992 | 298.0208 | 0.00783 | 0 | 0 | 0 | 0 | 0 | 0.00783 | 0
1992 | 298.0312 | 0.02349 | 0 | 0 | 0 | 0 | 0 | 0.00783 | 0
1992 | 298.0417 | 0 | 0 | 0 | 0 | 0 | 0 | 0.003915 | 0.003991
1992 | 298.0521 | 0.02349 | 0 | 0 | 0 | 0 | 0 | -0.003915 | 0
1992 | 298.0625 | 0.01566 | 0 | 0 | 0 | 0 | 0 | 0.01566 | 0
1992 | 298.0729 | 0 | 0 | 0 | 0 | 0 | 0 | -0.003915 | -0.003991
1992 | 298.0833 | 0.00783 | 0 | 0 | 0 | 0 | 0 | 0 | -0.003991
1992 | 298.0937 | 0 | 0 | 0 | 0 | 0 | 0 | 0.019575 | 0.007982
1992 | 298.1042 | 0 | 0 | 0 | 0 | 0 | 0 | 0.003915 | -0.007982
1992 | 298.1146 | 0 | 0 | 0 | 0 | 0 | 0 | 0.003915 | 0.003991
1992 | 298.125 | 0 | 0 | 0 | 0 | 0 | 0 | 0.003915 | 0
1992 | 298.1354 | 0.01566 | 0 | 0 | 0 | 0 | 0 | 0.011745 | -0.003991
1992 | 298.1458 | 0 | 0 | 0 | 0 | 0 | 0 | 0.003915 | 0.003991
1992 | 298.1562 | 0 | 0 | 0 | 0 | 0 | 0 | 0 | -0.003991
1992 | 298.1667 | 0.00783 | 0 | 0 | 0 | 0 | 0 | 0 | 0.003991
1992 | 298.1771 | 0 | 0 | 0 | 0 | 0 | 0 | 0.003915 | 0
1992 | 298.1875 | 0 | 0 | 0 | 0 | 0 | 0 | 0.003915 | -0.003991
1992 | 298.1979 | 0.01566 | 0 | 0 | 0 | 0 | 0 | 0 | 0.003991
1992 | 298.2083 | 0.00783 | 0 | 0 | 0 | 0 | 0 | 0.011745 | 0
1992 | 298.2187 | 0.00783 | 0 | 0 | 0 | 0 | 0 | -0.003915 | -0.003991
1992 | 298.2292 | 0.01566 | 0.007982 | 0 | 0 | 0 | 0 | -0.00783 | 0.003991
1992 | 298.2396 | 0.00783 | 0 | 0 | 0 | 0 | 0 | -0.003915 | -0.003991
1992 | 298.25 | 0 | 0 | 0 | 0 | 0 | 0 | 0.011745 | 0.011973
1992 | 298.2604 | 0 | 0 | 0 | 0 | 0 | 0 | 0.01566 | 0
1992 | 298.2708 | 0.03915 | 0 | 0 | 0 | 0 | 0 | 0 | 0
1992 | 298.2812 | 0.01566 | 0 | 0 | 0 | 0 | 0 | -0.003915 | 0.011973
1992 | 298.2917 | 0 | 0 | 0 | 0 | 0 | 0 | 0.011745 | 0.003991
1992 | 298.3021 | 0 | 0 | 0 | 0 | 0 | 0 | 0.003915 | 0.003991
1992 | 298.3125 | 0 | 0 | 0 | 0 | 0 | 0 | -0.003915 | 0
1992 | 298.3229 | 0 | 0 | 0 | 0 | 0 | 0 | -0.01566 | 0.003991
1992 | 298.3333 | 0 | 0 | 0 | 0 | 0 | 0 | 0.00783 | 0
1992 | 298.3437 | 0 | 0 | 0 | 0 | 0 | 0 | 0.011745 | 0.003991
1992 | 298.3542 | 0 | 0 | 0 | 0 | 0 | 0 | 0.003915 | -0.003991
1992 | 298.3646 | 0 | 0 | 0 | 0 | 0 | 0 | -0.00783 | 0.003991
1992 | 298.375 | 0 | 0 | 0 | 0 | 0 | 0 | 0.003915 | 0.007982
1992 | 298.3854 | 0 | 0 | 0 | 0 | 0 | 0 | -0.003915 | -0.003991
1992 | 298.3958 | 0 | 0 | 0 | 0 | 0 | 0 | -0.00783 | 0.007982
1992 | 298.4062 | 0 | 0 | 0 | 0 | 0 | 0 | 0.003915 | 0.003991
1992 | 298.4167 | 0 | 0 | 0 | 0 | 0 | 0 | 0.019575 | -0.003991
1992 | 298.4271 | 0 | 0 | 0 | 0 | 0 | 0 | 0.027405 | 0.003991
1992 | 298.4375 | 0 | 0 | 0 | 0 | 0 | 0 | 0.01566 | 0
1992 | 298.4479 | 0 | 0 | 0 | 0 | 0 | 0 | 0.01566 | -0.003991
1992 | 298.4583 | 0 | 0 | 0 | 0 | 0 | 0 | 0.00783 | -5.6843e-14
1992 | 298.4687 | 0 | 0 | 0 | 0 | 0 | 0 | 0.027405 | 0
1992 | 298.4792 | 0 | 0 | 0 | 0 | 0 | 0 | -1.1369e-13 | 0.011973
1992 | 298.4896 | 0 | 0 | 0 | 0 | 0 | 0 | 0.01566 | 5.6843e-14
1992 | 298.5 | 0 | 0 | 0 | 0 | 0 | 0 | 0.01566 | 0.003991
1992 | 298.5104 | 0 | 0 | 0 | 0 | 0 | 0 | -1.1369e-13 | -0.007982
1992 | 298.5208 | 0 | 0 | 0 | 0 | 0 | 0 | 0.027405 | 0.007982
1992 | 298.5312 | 0 | 0 | 0 | 0 | 0 | 0 | 0.01566 | 0.019955
1992 | 298.5417 | 0 | 0 | 0 | 0 | 0 | 0 | 0 | 0.003991
1992 | 298.5521 | 0 | 0 | 0 | 0 | 0 | 0 | 0.02349 | 0.023946
1992 | 298.5625 | 0 | 0 | 0 | 0 | 0 | 0 | 0 | -0.011973
1992 | 298.5729 | 0 | 0 | 0 | 0 | 0 | 0 | 0 | 0.007982
1992 | 298.5833 | 0 | 0 | 0 | 0 | 0 | 0 | 0.01566 | 0.007982
1992 | 298.5937 | 0 | 0 | 0 | 0 | 0 | 0 | 0.01566 | 0.003991
1992 | 298.6042 | 0 | 0 | 0 | 0 | 0 | 0 | -0.00783 | 0.015964
1992 | 298.6146 | 0 | 0 | 0 | 0 | 0 | 0 | 0.02349 | 0.007982
1992 | 298.625 | 0 | 0 | 0 | 0 | 0 | 0 | 0.00783 | 0
1992 | 298.6354 | 0 | 0 | 0 | 0 | 0 | 0 | -0.011745 | 0.003991
1992 | 298.6458 | 0 | 0 | 0 | 0 | 0 | 0 | 0.011745 | 0.007982
1992 | 298.6562 | 0 | 0 | 0 | 0 | 0 | 0 | 0.00783 | 0
1992 | 298.6667 | 0 | 0 | 0 | 0 | 0 | 0 | 0 | -0.007982
1992 | 298.6771 | 0 | 0 | 0 | 0 | 0 | 0 | 0.003915 | 0
1992 | 298.6875 | 0 | 0 | 0 | 0 | 0 | 0 | 0.00783 | 0.003991
1992 | 298.6979 | 0 | 0 | 0 | 0 | 0 | 0 | 0.003915 | 0.011973
1992 | 298.7083 | 0 | 0 | 0 | 0 | 0 | 0 | 0.003915 | 0.007982
1992 | 298.7187 | 0 | 0 | 0 | 0 | 0 | 0 | -0.00783 | 0.003991
1992 | 298.7292 | 0 | 0 | 0 | 0 | 0 | 0 | 0 | 0.007982
1992 | 298.7396 | 0 | 0 | 0 | 0 | 0 | 0 | 0.011745 | 0.007982
1992 | 298.75 | 0 | 0 | 0 | 0 | 0 | 0 | -0.003915 | 0.003991
1992 | 298.7604 | 0 | 0 | 0 | 0 | 0 | 0 | 0.00783 | 0.007982
1992 | 298.7708 | 0 | 0 | 0 | 0 | 0 | 0 | -0.00783 | 0.003991
1992 | 298.7812 | 0 | 0 | 0 | 0 | 0 | 0 | -0.00783 | 0
1992 | 298.7917 | 0 | 0 | 0 | 0 | 0 | 0 | -0.003915 | 0
1992 | 298.8021 | 0 | 0 | 0 | 0 | 0 | 0 | 0.003915 | 0
1992 | 298.8125 | 0 | 0 | 0 | 0 | 0 | 0 | 0 | 0
1992 | 298.8229 | 0.01566 | 0 | 0 | 0 | 0 | 0 | 0.003915 | 0
1992 | 298.8333 | 0 | 0 | 0 | 0 | 0 | 0 | 0 | -0.003991
1992 | 298.8437 | 0 | 0 | 0 | 0 | 0 | 0 | 0 | 0.007982
1992 | 298.8542 | 0 | 0 | 0 | 0 | 0 | 0 | -0.003915 | 0
1992 | 298.8646 | 0 | 0 | 0 | 0 | 0 | 0 | 0 | -0.003991
1992 | 298.875 | 0.00783 | 0 | 0 | 0 | 0 | 0 | 0.003915 | 0
1992 | 298.8854 | 0 | 0 | 0 | 0 | 0 | 0 | -0.00783 | 0
1992 | 298.8958 | 0 | 0 | 0 | 0 | 0 | 0 | 0 | -0.003991
1992 | 298.9062 | 0 | 0 | 0 | 0 | 0 | 0 | 0.003915 | 0
1992 | 298.9167 | 0.00783 | 0 | 0 | 0 | 0 | 0 | 0 | 0
1992 | 298.9271 | 0 | 0 | 0 | 0 | 0 | 0 | 0.003915 | 0
1992 | 298.9375 | 0 | 0 | 0 | 0 | 0 | 0 | 0.003915 | 0
1992 | 298.9479 | 0.00783 | 0 | 0 | 0 | 0 | 0 | -0.00783 | -0.003991
1992 | 298.9583 | 0 | 0 | 0 | 0 | 0 | 0 | 0 | 0.003991
1992 | 298.9687 | 0 | 0 | 0 | 0 | 0 | 0 | 0.003915 | -0.003991
1992 | 298.9792 | 0 | 0 | 0 | 0 | 0 | 0 | -0.003915 | 0.003991
1992 | 298.9896 | 0 | 0 | 0 | 0 | 0 | 0 | -0.003915 | -0.003991
1992 | 299 | 0 | 0 | 0 | 0 | 0 | 0 | 0 | -0.007982
1992 | 299.0104 | 0 | 0 | 0 | 0 | 0 | 0 | -0.00783 | 0.011973
1992 | 299.0208 | 0 | 0 | 0 | 0 | 0 | 0 | 0.003915 | 0.007982
1992 | 299.0312 | 0 | 0 | 0 | 0 | 0 | 0 | 0 | 0
1992 | 299.0417 | 0 | 0 | 0 | 0 | 0 | 0 | 0 | -0.003991
1992 | 299.0521 | 0 | 0 | 0 | 0 | 0 | 0 | -0.003915 | 0.003991
1992 | 299.0625 | 0 | 0 | 0 | 0 | 0 | 0 | 0.003915 | 0
1992 | 299.0729 | 0 | 0 | 0 | 0 | 0 | 0 | 0.00783 | 0.003991
1992 | 299.0833 | 0.01566 | 0 | 0 | 0 | 0 | 0 | 0.003915 | -0.003991
1992 | 299.0937 | 0 | 0 | 0 | 0 | 0 | 0 | -0.003915 | 0.007982
1992 | 299.1042 | 0 | 0 | 0 | 0 | 0 | 0 | 0 | -0.007982
1992 | 299.1146 | 0 | 0 | 0 | 0 | 0 | 0 | 0 | 0
1992 | 299.125 | 0.00783 | 0 | 0 | 0 | 0 | 0 | -0.003915 | 0.003991
1992 | 299.1354 | 0 | 0 | 0 | 0 | 0 | 0 | -0.01566 | 0.003991
1992 | 299.1458 | 0 | 0 | 0 | 0 | 0 | 0 | 0.00783 | 0
1992 | 299.1562 | 0.00783 | 0 | 0 | 0 | 0 | 0 | -0.003915 | 0
1992 | 299.1667 | 0.00783 | 0 | 0 | 0 | 0 | 0 | 0 | 0.003991
1992 | 299.1771 | 0 | 0 | 0 | 0 | 0 | 0 | 0.00783 | 0
1992 | 299.1875 | 0 | 0 | 0 | 0 | 0 | 0 | -0.011745 | -0.003991
1992 | 299.1979 | 0 | 0 | 0 | 0 | 0 | 0 | 0.01566 | -0.003991
1992 | 299.2083 | 0.01566 | 0 | 0 | 0 | 0 | 0 | 0.003915 | 0.003991
1992 | 299.2187 | 0.00783 | 0 | 0 | 0 | 0 | 0 | 0.003915 | -0.007982
1992 | 299.2292 | 0.00783 | 0 | 0 | 0 | 0 | 0 | -0.003915 | 0
1992 | 299.2396 | 0 | 0 | 0 | 0 | 0 | 0 | 0.003915 | 0
1992 | 299.25 | 0 | 0 | 0 | 0 | 0 | 0 | 0.003915 | 0
1992 | 299.2604 | 0.00783 | 0.007982 | 0 | 0 | 0 | 0 | 0.00783 | 5.6843e-14
1992 | 299.2708 | 0.00783 | 0 | 0 | 0 | 0 | 0 | 0 | 0.007982
1992 | 299.2812 | 0.00783 | 0 | 0 | 0 | 0 | 0 | -0.011745 | -0.003991
1992 | 299.2917 | 0.02349 | 0 | 0 | 0 | 0 | 0 | 0.011745 | -0.007982
1992 | 299.3021 | 0.02349 | 0 | 0 | 0 | 0 | 0 | -0.003915 | 0.003991
1992 | 299.3125 | 0 | 0 | 0 | 0 | 0 | 0 | 0.003915 | 0
1992 | 299.3229 | 0 | 0 | 0 | 0 | 0 | 0 | -1.1369e-13 | -0.003991
1992 | 299.3333 | 0.02349 | 0 | 0 | 0 | 0 | 0 | 0.00783 | -0.003991
1992 | 299.3437 | 0.01566 | 0 | 0 | 0 | 0 | 0 | -0.00783 | 0.003991
1992 | 299.3542 | 0 | 0 | 0 | 0 | 0 | 0 | 0 | 0.007982
1992 | 299.3646 | 0.02349 | 0 | 0 | 0 | 0 | 0 | 1.1369e-13 | 0.003991
1992 | 299.375 | 0.01566 | 0 | 0 | 0 | 0 | 0 | 0.00783 | 0.003991
1992 | 299.3854 | 0.02349 | 0 | 0 | 0 | 0 | 0 | -0.011745 | -0.003991
1992 | 299.3958 | 0 | 0 | 0 | 0 | 0 | 0 | 0.019575 | 0.007982
1992 | 299.4062 | 0.03915 | 0 | 0 | 0 | 0 | 0 | 0.00783 | -0.007982
1992 | 299.4167 | 0 | 0.023946 | 0 | 0 | 0 | 0 | 0.03132 | 0
1992 | 299.4271 | 0 | 0 | 0 | 0 | 0 | 0 | 0 | 0.007982
1992 | 299.4375 | 0.01566 | 0 | 0 | 0 | 0 | 0 | 0.011745 | 0
1992 | 299.4479 | 0 | 0 | 0 | 0 | 0 | 0 | 0.019575 | 0.003991
1992 | 299.4583 | 0 | 0 | 0 | 0 | 0 | 0 | 0.027405 | 0.007982
1992 | 299.4687 | 0 | 0 | 0 | 0 | 0 | 0 | 0.019575 | -0.011973
1992 | 299.4792 | 0.06264 | 0.015964 | 0 | 0 | 0 | 0 | 0.01566 | 0.019955
1992 | 299.4896 | 0 | 0 | 0 | 0 | 0 | 0 | -0.011745 | -0.003991
1992 | 299.5 | 0 | 0 | 0 | 0 | 0 | 0 | 0.003915 | 0.015964
1992 | 299.5104 | 0 | 0 | 0 | 0 | 0 | 0 | 0.12136 | 0.011973
1992 | 299.5208 | 0 | 0 | 0 | 0 | 0 | 0 | -0.019575 | 0.023946
1992 | 299.5312 | 0 | 0 | 0 | 0 | 0 | 0 | -0.003915 | 0
1992 | 299.5417 | 0 | 0 | 0 | 0 | 0 | 0 | 0.027405 | 0.019955
1992 | 299.5521 | 0 | 0 | 0 | 0 | 0 | 0 | 0.04698 | 0.015964
1992 | 299.5625 | 0 | 0 | 0 | 0 | 0 | 0 | 0.00783 | 0.003991
1992 | 299.5729 | 0 | 0 | 0 | 0 | 0 | 0 | 0.035235 | 0.015964
1992 | 299.5833 | 0 | 0 | 0 | 0 | 0 | 0 | 0.019575 | 0.027937
1992 | 299.5937 | 0 | 0 | 0 | 0 | 0 | 0 | -0.01566 | 0.011973
1992 | 299.6042 | 0 | 0 | 0 | 0 | 0 | 0 | -0.027405 | 0.019955
1992 | 299.6146 | 0 | 0 | 0 | 0 | 0 | 0 | 0.01566 | 0.003991
1992 | 299.625 | 0 | 0 | 0 | 0 | 0 | 0 | 0.03132 | 0.019955
1992 | 299.6354 | 0 | 0 | 0 | 0 | 0 | 0 | -0.05481 | 0.019955
1992 | 299.6458 | 0 | 0 | 0 | 0 | 0 | 0 | -0.00783 | 5.6843e-14
1992 | 299.6562 | 0 | 0 | 0 | 0 | 0 | 0 | 0.058725 | 0.019955
1992 | 299.6667 | 0 | 0 | 0 | 0 | 0 | 0 | 0.02349 | 0.019955
1992 | 299.6771 | 0 | 0 | 0 | 0 | 0 | 0 | 0.02349 | 0.007982
1992 | 299.6875 | 0 | 0 | 0 | 0 | 0 | 0 | 0.03915 | 0.007982
1992 | 299.6979 | 0 | 0 | 0 | 0 | 0 | 0 | 0.035235 | 0.019955
1992 | 299.7083 | 0 | 0 | 0 | 0 | 0 | 0 | 0.00783 | 0.003991
1992 | 299.7187 | 0 | 0 | 0 | 0 | 0 | 0 | 0.01566 | 0.015964
1992 | 299.7292 | 0 | 0 | 0 | 0 | 0 | 0 | 0.066555 | 0.003991
1992 | 299.7396 | 0 | 0 | 0 | 0 | 0 | 0 | -0.00783 | 0.011973
1992 | 299.75 | 0 | 0 | 0 | 0 | 0 | 0 | 0.058725 | 0.015964
1992 | 299.7604 | 0 | 0 | 0 | 0 | 0 | 0 | 0.02349 | -0.003991
1992 | 299.7708 | 0 | 0 | 0 | 0 | 0 | 0 | -0.00783 | 0.003991
1992 | 299.7812 | 0 | 0 | 0 | 0 | 0 | 0 | -0.00783 | 0.011973
1992 | 299.7917 | 0 | 0 | 0 | 0 | 0 | 0 | 0.003915 | -0.003991
1992 | 299.8021 | 0 | 0 | 0 | 0 | 0 | 0 | 0.003915 | 0.003991
1992 | 299.8125 | 0 | 0 | 0 | 0 | 0 | 0 | 0.00783 | 0
1992 | 299.8229 | 0 | 0 | 0 | 0 | 0 | 0 | 0 | 0
1992 | 299.8333 | 0.01566 | 0 | 0 | 0 | 0 | 0 | 0.003915 | 0
1992 | 299.8437 | 0.00783 | 0 | 0 | 0 | 0 | 0 | 0 | 0.007982
1992 | 299.8542 | 0 | 0 | 0 | 0 | 0 | 0 | 0 | -0.003991
1992 | 299.8646 | 0 | 0 | 0 | 0 | 0 | 0 | -0.011745 | 0
1992 | 299.875 | 0 | 0 | 0 | 0 | 0 | 0 | -0.00783 | 0.003991
1992 | 299.8854 | 0 | 0 | 0 | 0 | 0 | 0 | -0.00783 | 0
1992 | 299.8958 | 0 | 0 | 0 | 0 | 0 | 0 | 0.011745 | 0.003991
1992 | 299.9062 | 0 | 0 | 0 | 0 | 0 | 0 | -0.00783 | -0.003991
1992 | 299.9167 | 0.03915 | 0 | 0 | 0 | 0 | 0 | 0 | 0.007982
1992 | 299.9271 | 0.02349 | 0 | 0 | 0 | 0 | 0 | 0 | 0.007982
1992 | 299.9375 | 0.00783 | 0 | 0 | 0 | 0 | 0 | -0.01566 | 0
1992 | 299.9479 | 0.01566 | 0 | 0 | 0 | 0 | 0 | 0.019575 | 0.003991
1992 | 299.9583 | 0 | 0 | 0 | 0 | 0 | 0 | 0.027405 | 0
1992 | 299.9687 | 0 | 0 | 0 | 0 | 0 | 0 | -0.01566 | 0
1992 | 299.9792 | 0.06264 | 0 | 0 | 0 | 0 | 0 | 2.2737e-13 | -0.003991
1992 | 299.9896 | 0.04698 | 0 | 0 | 0 | 0 | 0 | 0 | 0
1992 | 300 | 0.06264 | 0 | 0 | 0 | 0 | 0 | -0.011745 | -0.003991
1992 | 300.0104 | 0 | 0 | 0 | 0 | 0 | 0 | 0.03915 | 0.003991
1992 | 300.0208 | 0 | 0 | 0 | 0 | 0 | 0 | 0.074385 | 5.6843e-14
1992 | 300.0312 | 0 | 0 | 0 | 0 | 0 | 0 | -0.011745 | 0
1992 | 300.0417 | 0 | 0 | 0 | 0 | 0 | 0 | -0.01566 | 0.003991
1992 | 300.0521 | 0.01566 | 0 | 0 | 0 | 0 | 0 | -0.035235 | 0.007982
1992 | 300.0625 | 0 | 0 | 0 | 0 | 0 | 0 | 0.058725 | -0.003991
1992 | 300.0729 | 0 | 0.031928 | 0 | 0 | 0 | 0 | -0.082215 | 0
1992 | 300.0833 | 0 | 0.015964 | 0 | 0 | 0 | 0 | 0.003915 | 5.6843e-14
1992 | 300.0937 | 0 | 0.007982 | 0 | 0 | 0 | 0 | -0.011745 | -0.011973
1992 | 300.1042 | 0 | 0 | 0 | 0 | 0 | 0 | 0.05481 | 0.035919
1992 | 300.1146 | 0 | 0 | 0 | 0 | 0 | 0 | -0.011745 | -0.003991
1992 | 300.125 | 0 | 0 | 0 | 0 | 0 | 0 | 0.00783 | 0.007982
1992 | 300.1354 | 0 | 0 | 0 | 0 | 0 | 0 | -0.011745 | 0.007982
1992 | 300.1458 | 0 | 0 | 0 | 0 | 0 | 0 | 0.043065 | 0.019955
1992 | 300.1562 | 0 | 0 | 0 | 0 | 0 | 0 | 0.011745 | 0.003991
1992 | 300.1667 | 0 | 0 | 0 | 0 | 0 | 0 | -0.019575 | 0.003991
1992 | 300.1771 | 0 | 0.007982 | 0 | 0 | 0 | 0 | -0.03132 | -0.011973
1992 | 300.1875 | 0 | 0 | 0 | 0 | 0 | 0 | 0.03915 | 0.03991
1992 | 300.1979 | 0 | 0 | 0 | 0 | 0 | 0 | -0.02349 | 0
1992 | 300.2083 | 0 | 0 | 0 | 0 | 0 | 0 | 0.027405 | 0.015964
1992 | 300.2187 | 0 | 0.015964 | 0 | 0 | 0 | 0 | -0.02349 | 0.003991
1992 | 300.2292 | 0 | 0 | 0 | 0 | 0 | 0 | 0 | 0
1992 | 300.2396 | 0.06264 | 0.007982 | 0 | 0 | 0 | 0 | -0.00783 | -0.003991
1992 | 300.25 | 0 | 0 | 0 | 0 | 0 | 0 | 0.04698 | 0.007982
1992 | 300.2604 | 0 | 0 | 0 | 0 | 0 | 0 | -0.019575 | 0.003991
1992 | 300.2708 | 0 | 0 | 0 | 0 | 0 | 0 | -0.019575 | 0
1992 | 300.2812 | 0 | 0 | 0 | 0 | 0 | 0 | -0.011745 | 0
1992 | 300.2917 | 0 | 0 | 0 | 0 | 0 | 0 | 0.027405 | 0.003991
1992 | 300.3021 | 0 | 0 | 0 | 0 | 0 | 0 | 0.003915 | 0.003991
1992 | 300.3125 | 0 | 0 | 0 | 0 | 0 | 0 | -0.01566 | 0.019955
1992 | 300.3229 | 0 | 0 | 0 | 0 | 0 | 0 | -0.003915 | 0
1992 | 300.3333 | 0 | 0 | 0 | 0 | 0 | 0 | 0.019575 | 0
1992 | 300.3437 | 0 | 0 | 0 | 0 | 0 | 0 | 0.035235 | -0.011973
1992 | 300.3542 | 0 | 0 | 0 | 0 | 0 | 0 | -0.058725 | 0
1992 | 300.3646 | 0 | 0 | 0 | 0 | 0 | 0 | -0.00783 | 0.003991
1992 | 300.375 | 0 | 0 | 0 | 0 | 0 | 0 | 0.03132 | 0.015964
1992 | 300.3854 | 0 | 0 | 0 | 0 | 0 | 0 | -0.00783 | -0.003991
1992 | 300.3958 | 0 | 0 | 0 | 0 | 0 | 0 | -0.08613 | -0.03991
1992 | 300.4062 | 0 | 0 | 0 | 0 | 0 | 0 | 0.043065 | 0.019955
1992 | 300.4167 | 0 | 0 | 0 | 0 | 0 | 0 | 0.066555 | 0.023946
1992 | 300.4271 | 0 | 0 | 0 | 0 | 0 | 0 | 0.01566 | 0.023946
1992 | 300.4375 | 0 | 0 | 0 | 0 | 0 | 0 | -0.011745 | -0.03991
1992 | 300.4479 | 0 | 0 | 0 | 0 | 0 | 0 | 0.05481 | 0.03991
1992 | 300.4583 | 0 | 0 | 0 | 0 | 0 | 0 | -0.043065 | 0.003991
1992 | 300.4687 | 0 | 0 | 0 | 0 | 0 | 0 | -0.03915 | 0.011973
1992 | 300.4792 | 0 | 0 | 0 | 0 | 0 | 0 | 0.090045 | -0.003991
1992 | 300.4896 | 0 | 0 | 0.0783 | 0.031928 | 0 | 0 | 1.1369e-13 | 0
1992 | 300.5 | 0 | 0 | 0.33669 | 0.14368 | 0 | 0 | -1.1369e-13 | -5.6843e-14
1992 | 300.5104 | 0 | 0 | 0.89262 | 0.93389 | 0 | 0 | 1.1369e-13 | 0
1992 | 300.5208 | 0 | 0 | 0.37584 | 0.33524 | 0 | 0 | 0.02349 | 0.031928
1992 | 300.5312 | 0 | 0 | 0 | 0 | 0 | 0 | 0.16443 | 0.16363
1992 | 300.5417 | 0 | 0 | 0 | 0 | 0 | 0 | 0.2349 | 0.1317
1992 | 300.5521 | 0 | 0 | 0 | 0 | 0 | 0 | 0.09396 | 0.099775
1992 | 300.5625 | 0 | 0 | 0 | 0 | 0 | 0 | 0.13702 | 0.11574
1992 | 300.5729 | 0 | 0 | 0 | 0 | 0 | 0 | 0.082215 | 0.091793
1992 | 300.5833 | 0 | 0 | 0 | 0 | 0 | 0 | 0.10962 | 0.031928
1992 | 300.5937 | 0 | 0 | 0 | 0 | 0 | 0 | 0.043065 | 0.031928
1992 | 300.6042 | 0 | 0 | 0 | 0 | 0 | 0 | 0.035235 | 0.031928
1992 | 300.6146 | 0 | 0 | 0 | 0 | 0 | 0 | 0.066555 | 0.003991
1992 | 300.625 | 0 | 0 | 0 | 0 | 0 | 0 | 0.06264 | 0.047892
1992 | 300.6354 | 0 | 0 | 0 | 0 | 0 | 0 | 0.050895 | 0.035919
1992 | 300.6458 | 0 | 0 | 0 | 0 | 0 | 0 | 0.03132 | 0.035919
1992 | 300.6562 | 0 | 0 | 0 | 0 | 0 | 0 | 0.08613 | 0.035919
1992 | 300.6667 | 0 | 0 | 0 | 0 | 0 | 0 | -0.011745 | -0.015964
1992 | 300.6771 | 0 | 0 | 0 | 0 | 0 | 0 | 0.05481 | 0.015964
1992 | 300.6875 | 0 | 0 | 0 | 0 | 0 | 0 | 0.03915 | 0.011973
1992 | 300.6979 | 0 | 0 | 0 | 0 | 0 | 0 | 0.02349 | 0.023946
1992 | 300.7083 | 0 | 0 | 0 | 0 | 0 | 0 | 0.02349 | 0.015964
1992 | 300.7187 | 0 | 0 | 0 | 0 | 0 | 0 | 0.02349 | 0.019955
1992 | 300.7292 | 0 | 0 | 0 | 0 | 0 | 0 | 0.019575 | 0.007982
1992 | 300.7396 | 0 | 0 | 0 | 0 | 0 | 0 | 0.01566 | 0.007982
1992 | 300.75 | 0 | 0 | 0 | 0 | 0 | 0 | 0.00783 | -0.003991
1992 | 300.7604 | 0 | 0 | 0 | 0 | 0 | 0 | 0.003915 | 0.003991
1992 | 300.7708 | 0 | 0 | 0 | 0 | 0 | 0 | 0.003915 | 0.007982
1992 | 300.7812 | 0 | 0 | 0 | 0 | 0 | 0 | -0.003915 | -0.003991
1992 | 300.7917 | 0 | 0 | 0 | 0 | 0 | 0 | 0.011745 | 0.003991
1992 | 300.8021 | 0 | 0 | 0 | 0 | 0 | 0 | -0.00783 | 0.007982
1992 | 300.8125 | 0 | 0 | 0 | 0 | 0 | 0 | 0 | 0.003991
1992 | 300.8229 | 0 | 0 | 0 | 0 | 0 | 0 | 0.003915 | 0
1992 | 300.8333 | 0 | 0 | 0 | 0 | 0 | 0 | 0 | 0.007982
1992 | 300.8437 | 0 | 0 | 0 | 0 | 0 | 0 | 0.003915 | 0
1992 | 300.8542 | 0 | 0 | 0 | 0 | 0 | 0 | 0 | -0.003991
1992 | 300.8646 | 0 | 0 | 0 | 0 | 0 | 0 | 0 | 0.011973
1992 | 300.875 | 0 | 0 | 0 | 0 | 0 | 0 | -0.003915 | -0.003991
1992 | 300.8854 | 0 | 0 | 0 | 0 | 0 | 0 | 0.00783 | 0
1992 | 300.8958 | 0 | 0 | 0 | 0 | 0 | 0 | 0.003915 | 0
1992 | 300.9062 | 0 | 0 | 0 | 0 | 0 | 0 | -0.00783 | 0.007982
1992 | 300.9167 | 0.00783 | 0 | 0 | 0 | 0 | 0 | 0.00783 | -0.003991
1992 | 300.9271 | 0 | 0 | 0 | 0 | 0 | 0 | -0.00783 | 0.003991
1992 | 300.9375 | 0 | 0 | 0 | 0 | 0 | 0 | 0.00783 | 0.003991
1992 | 300.9479 | 0 | 0 | 0 | 0 | 0 | 0 | 0.003915 | 0
1992 | 300.9583 | 0 | 0 | 0 | 0 | 0 | 0 | -0.003915 | 0
1992 | 300.9687 | 0 | 0 | 0 | 0 | 0 | 0 | -0.003915 | 0
1992 | 300.9792 | 0 | 0 | 0 | 0 | 0 | 0 | 0.003915 | 0.003991
1992 | 300.9896 | 0 | 0 | 0 | 0 | 0 | 0 | 0 | 0.003991
1992 | 301 | 0 | 0 | 0 | 0 | 0 | 0 | 0 | -0.007982
1992 | 301.0104 | 0.01566 | 0 | 0 | 0 | 0 | 0 | -0.003915 | 0
1992 | 301.0208 | 0.01566 | 0 | 0 | 0 | 0 | 0 | 0.003915 | 0
1992 | 301.0312 | 0 | 0 | 0 | 0 | 0 | 0 | 0.01566 | 0
1992 | 301.0417 | 0 | 0 | 0 | 0 | 0 | 0 | 0.003915 | -0.003991
1992 | 301.0521 | 0 | 0 | 0 | 0 | 0 | 0 | 0 | -0.003991
1992 | 301.0625 | 0 | 0 | 0 | 0 | 0 | 0 | 0.003915 | 0
1992 | 301.0729 | 0 | 0 | 0 | 0 | 0 | 0 | -0.003915 | 0
1992 | 301.0833 | 0 | 0 | 0 | 0 | 0 | 0 | 0 | 0
1992 | 301.0937 | 0 | 0 | 0 | 0 | 0 | 0 | -0.003915 | 0
1992 | 301.1042 | 0 | 0 | 0 | 0 | 0 | 0 | 0 | 0
1992 | 301.1146 | 0.00783 | 0.007982 | 0 | 0 | 0 | 0 | 1.1369e-13 | 0
1992 | 301.125 | 0 | 0 | 0 | 0 | 0 | 0 | -0.003915 | 0
1992 | 301.1354 | 0 | 0 | 0 | 0 | 0 | 0 | 0.00783 | -5.6843e-14
1992 | 301.1458 | 0 | 0.007982 | 0 | 0 | 0 | 0 | -0.00783 | 0
1992 | 301.1562 | 0 | 0 | 0 | 0 | 0 | 0 | -0.00783 | -0.003991
1992 | 301.1667 | 0 | 0 | 0 | 0 | 0 | 0 | 0 | 0.003991
1992 | 301.1771 | 0 | 0.007982 | 0 | 0 | 0 | 0 | 0.00783 | 5.6843e-14
1992 | 301.1875 | 0.02349 | 0 | 0 | 0 | 0 | 0 | 0 | 0
1992 | 301.1979 | 0.00783 | 0 | 0 | 0 | 0 | 0 | 0.003915 | -0.007982
1992 | 301.2083 | 0.01566 | 0 | 0 | 0 | 0 | 0 | 0 | 0
1992 | 301.2187 | 0 | 0 | 0 | 0 | 0 | 0 | 0.003915 | -0.003991
1992 | 301.2292 | 0 | 0.007982 | 0 | 0 | 0 | 0 | -0.011745 | 0.003991
1992 | 301.2396 | 0 | 0 | 0 | 0 | 0 | 0 | 0 | 0
1992 | 301.25 | 0.00783 | 0.007982 | 0 | 0 | 0 | 0 | 0.011745 | -5.6843e-14
1992 | 301.2604 | 0 | 0 | 0 | 0 | 0 | 0 | 0.003915 | 0.007982
1992 | 301.2708 | 0 | 0.007982 | 0 | 0 | 0 | 0 | -0.01566 | 5.6843e-14
1992 | 301.2812 | 0.00783 | 0 | 0 | 0 | 0 | 0 | 0.003915 | 0
1992 | 301.2917 | 0.00783 | 0 | 0 | 0 | 0 | 0 | -0.003915 | 0
1992 | 301.3021 | 0 | 0.007982 | 0 | 0 | 0 | 0 | 0.011745 | 5.6843e-14
1992 | 301.3125 | 0 | 0 | 0 | 0 | 0 | 0 | 0 | 0
1992 | 301.3229 | 0 | 0 | 0 | 0 | 0 | 0 | -0.003915 | 0
1992 | 301.3333 | 0 | 0 | 0 | 0 | 0 | 0 | 0.003915 | 0
1992 | 301.3437 | 0.00783 | 0 | 0 | 0 | 0 | 0 | -0.003915 | 0
1992 | 301.3542 | 0.01566 | 0 | 0 | 0 | 0 | 0 | 0.00783 | 0.015964
1992 | 301.3646 | 0 | 0 | 0 | 0 | 0 | 0 | 0 | 0.011973
1992 | 301.375 | 0.00783 | 0 | 0 | 0 | 0 | 0 | 0.003915 | 0.015964
1992 | 301.3854 | 0 | 0 | 0 | 0 | 0 | 0 | 0.011745 | 0.015964
1992 | 301.3958 | 0 | 0 | 0 | 0 | 0 | 0 | -0.00783 | 0.015964
1992 | 301.4062 | 0.00783 | 0 | 0 | 0 | 0 | 0 | 0 | 0.023946
1992 | 301.4167 | 0 | 0 | 0 | 0 | 0 | 0 | 0.00783 | 0.019955
1992 | 301.4271 | 0 | 0 | 0 | 0 | 0 | 0 | 0.003915 | 0.011973
1992 | 301.4375 | 0.00783 | 0 | 0 | 0 | 0 | 0 | -0.027405 | 0.003991
1992 | 301.4479 | 0 | 0 | 0 | 0 | 0 | 0 | 0.043065 | 0.007982
1992 | 301.4583 | 0 | 0 | 0 | 0 | 0 | 0 | 0.03915 | -0.007982
1992 | 301.4687 | 0 | 0 | 0 | 0 | 0 | 0 | 0.04698 | 0.011973
1992 | 301.4792 | 0 | 0 | 0 | 0 | 0 | 0 | 0.003915 | 0
1992 | 301.4896 | 0 | 0 | 0 | 0 | 0 | 0 | 0.027405 | 0.007982
1992 | 301.5 | 0 | 0 | 0 | 0 | 0 | 0 | 0.035235 | 0.007982
1992 | 301.5104 | 0 | 0 | 0 | 0 | 0 | 0 | 0.019575 | 0.015964
1992 | 301.5208 | 0 | 0 | 0 | 0 | 0 | 0 | 0.043065 | 0.015964
1992 | 301.5312 | 0 | 0 | 0 | 0 | 0 | 0 | 0.050895 | 0.011973
1992 | 301.5417 | 0 | 0 | 0 | 0 | 0 | 0 | 0.011745 | 0.023946
1992 | 301.5521 | 0 | 0 | 0 | 0 | 0 | 0 | 0.03915 | 0.007982
1992 | 301.5625 | 0 | 0 | 0 | 0 | 0 | 0 | 0.02349 | 0.015964
1992 | 301.5729 | 0 | 0 | 0 | 0 | 0 | 0 | -0.01566 | 0.011973
1992 | 301.5833 | 0 | 0 | 0 | 0 | 0 | 0 | 0.07047 | 0.015964
1992 | 301.5937 | 0 | 0 | 0 | 0 | 0 | 0 | 0.02349 | 0.023946
1992 | 301.6042 | 0 | 0 | 0 | 0 | 0 | 0 | -0.03132 | -0.003991
1992 | 301.6146 | 0 | 0 | 0 | 0 | 0 | 0 | -0.00783 | 0.011973
1992 | 301.625 | 0 | 0 | 0 | 0 | 0 | 0 | 0.027405 | 0.023946
1992 | 301.6354 | 0 | 0 | 0 | 0 | 0 | 0 | 0.011745 | 0.015964
1992 | 301.6458 | 0 | 0 | 0 | 0 | 0 | 0 | 0.00783 | 0.007982
1992 | 301.6562 | 0 | 0 | 0 | 0 | 0 | 0 | 0 | 0.027937
1992 | 301.6667 | 0 | 0 | 0 | 0 | 0 | 0 | 0.043065 | 0.015964
1992 | 301.6771 | 0 | 0 | 0 | 0 | 0 | 0 | 0.003915 | 0.023946
1992 | 301.6875 | 0 | 0 | 0 | 0 | 0 | 0 | 0.019575 | 0.003991
1992 | 301.6979 | 0 | 0 | 0 | 0 | 0 | 0 | 0.03132 | 0.011973
1992 | 301.7083 | 0 | 0 | 0 | 0 | 0 | 0 | 0.01566 | 0.015964
1992 | 301.7187 | 0 | 0 | 0 | 0 | 0 | 0 | 0.04698 | 0.015964
1992 | 301.7292 | 0 | 0 | 0 | 0 | 0 | 0 | 0.035235 | 0.003991
1992 | 301.7396 | 0 | 0 | 0 | 0 | 0 | 0 | -1.1369e-13 | 0.011973
1992 | 301.75 | 0 | 0 | 0 | 0 | 0 | 0 | -0.003915 | 0.007982
1992 | 301.7604 | 0 | 0 | 0 | 0 | 0 | 0 | -0.00783 | 0
1992 | 301.7708 | 0 | 0 | 0 | 0 | 0 | 0 | 0.019575 | 0.007982
1992 | 301.7812 | 0 | 0 | 0 | 0 | 0 | 0 | -0.00783 | 0.011973
1992 | 301.7917 | 0 | 0 | 0 | 0 | 0 | 0 | -1.1369e-13 | -0.003991
1992 | 301.8021 | 0 | 0 | 0 | 0 | 0 | 0 | -0.003915 | 0.007982
1992 | 301.8125 | 0 | 0 | 0 | 0 | 0 | 0 | -0.00783 | 0.007982
1992 | 301.8229 | 0 | 0 | 0 | 0 | 0 | 0 | -0.003915 | 0
1992 | 301.8333 | 0 | 0 | 0 | 0 | 0 | 0 | 0.011745 | 0
1992 | 301.8437 | 0.01566 | 0 | 0 | 0 | 0 | 0 | -0.003915 | 0.003991
1992 | 301.8542 | 0.01566 | 0 | 0 | 0 | 0 | 0 | -0.003915 | 0.003991
1992 | 301.8646 | 0 | 0 | 0 | 0 | 0 | 0 | 0.02349 | 0.007982
1992 | 301.875 | 0.00783 | 0 | 0 | 0 | 0 | 0 | -0.011745 | 0
1992 | 301.8854 | 0 | 0 | 0 | 0 | 0 | 0 | 0 | -0.003991
1992 | 301.8958 | 0 | 0 | 0 | 0 | 0 | 0 | 0.011745 | 0.003991
1992 | 301.9062 | 0 | 0 | 0 | 0 | 0 | 0 | 0.003915 | -0.007982
1992 | 301.9167 | 0 | 0 | 0 | 0 | 0 | 0 | 0.00783 | 0
1992 | 301.9271 | 0.01566 | 0 | 0 | 0 | 0 | 0 | -0.003915 | 0.007982
1992 | 301.9375 | 0 | 0 | 0 | 0 | 0 | 0 | -0.003915 | 0.007982
1992 | 301.9479 | 0 | 0 | 0 | 0 | 0 | 0 | 0.00783 | 0
1992 | 301.9583 | 0.03915 | 0 | 0 | 0 | 0 | 0 | 0 | 0.003991
1992 | 301.9687 | 0.01566 | 0 | 0 | 0 | 0 | 0 | 1.1369e-13 | 0.011973
1992 | 301.9792 | 0.03132 | 0 | 0 | 0 | 0 | 0 | 1.1369e-13 | 5.6843e-14
1992 | 301.9896 | 0.02349 | 0 | 0 | 0 | 0 | 0 | 0.011745 | 0
1992 | 302 | 0 | 0 | 0 | 0 | 0 | 0 | 0.02349 | -5.6843e-14
1992 | 302.0104 | 0 | 0 | 0 | 0 | 0 | 0 | 0.003915 | -0.003991
1992 | 302.0208 | 0 | 0 | 0 | 0 | 0 | 0 | 0.027405 | -0.003991
1992 | 302.0312 | 0 | 0.007982 | 0 | 0 | 0 | 0 | 0.00783 | 0
1992 | 302.0417 | 0 | 0 | 0 | 0 | 0 | 0 | -0.003915 | 0.007982
1992 | 302.0521 | 0 | 0 | 0 | 0 | 0 | 0 | -0.00783 | -0.003991
1992 | 302.0625 | 0.00783 | 0 | 0 | 0 | 0 | 0 | 0.003915 | 0
1992 | 302.0729 | 0.03132 | 0 | 0 | 0 | 0 | 0 | -0.019575 | 0.003991
1992 | 302.0833 | 0 | 0 | 0 | 0 | 0 | 0 | 0.003915 | 0.007982
1992 | 302.0937 | 0.03132 | 0 | 0 | 0 | 0 | 0 | -0.003915 | -0.003991
1992 | 302.1042 | 0.02349 | 0 | 0 | 0 | 0 | 0 | 0.00783 | 0
1992 | 302.1146 | 0 | 0 | 0 | 0 | 0 | 0 | 0.035235 | -0.003991
1992 | 302.125 | 0 | 0 | 0 | 0 | 0 | 0 | 0.05481 | 0
1992 | 302.1354 | 0 | 0.007982 | 0 | 0 | 0 | 0 | -0.00783 | 0
1992 | 302.1458 | 0 | 0 | 0 | 0 | 0 | 0 | 0.011745 | 0
1992 | 302.1562 | 0 | 0 | 0 | 0 | 0 | 0 | -0.011745 | 0
1992 | 302.1667 | 0.00783 | 0 | 0 | 0 | 0 | 0 | 0 | 0
1992 | 302.1771 | 0 | 0 | 0 | 0 | 0 | 0 | 0.003915 | 0
1992 | 302.1875 | 0.03132 | 0 | 0 | 0 | 0 | 0 | -0.003915 | 0
1992 | 302.1979 | 0 | 0 | 0 | 0 | 0 | 0 | 0.003915 | 0.003991
1992 | 302.2083 | 0.00783 | 0 | 0 | 0 | 0 | 0 | -0.00783 | 0.003991
1992 | 302.2187 | 0.03132 | 0 | 0 | 0 | 0 | 0 | -0.003915 | 0
1992 | 302.2292 | 0 | 0 | 0 | 0 | 0 | 0 | 0.003915 | 0.007982
1992 | 302.2396 | 0 | 0 | 0 | 0 | 0 | 0 | 0.03132 | 0
1992 | 302.25 | 0 | 0 | 0 | 0 | 0 | 0 | 0.02349 | -0.003991
1992 | 302.2604 | 0.00783 | 0 | 0 | 0 | 0 | 0 | -0.00783 | 0.007982
1992 | 302.2708 | 0.00783 | 0 | 0 | 0 | 0 | 0 | -0.003915 | -0.003991
1992 | 302.2812 | 0 | 0 | 0 | 0 | 0 | 0 | 0.011745 | 0
1992 | 302.2917 | 0 | 0 | 0 | 0 | 0 | 0 | 0.003915 | 0.007982
1992 | 302.3021 | 0 | 0 | 0 | 0 | 0 | 0 | -0.00783 | 0
1992 | 302.3125 | 0 | 0 | 0 | 0 | 0 | 0 | 0.00783 | 0.003991
1992 | 302.3229 | 0.00783 | 0 | 0 | 0 | 0 | 0 | -0.003915 | -0.003991
1992 | 302.3333 | 0.03132 | 0 | 0 | 0 | 0 | 0 | 0 | -0.003991
1992 | 302.3437 | 0 | 0 | 0 | 0 | 0 | 0 | 0.04698 | 0.003991
1992 | 302.3542 | 0 | 0 | 0 | 0 | 0 | 0 | 0.00783 | 0
1992 | 302.3646 | 0 | 0.007982 | 0 | 0 | 0 | 0 | -0.027405 | -0.003991
1992 | 302.375 | 0 | 0 | 0 | 0 | 0 | 0 | 0.003915 | 0.003991
1992 | 302.3854 | 0.03132 | 0.023946 | 0 | 0 | 0 | 0 | -0.02349 | -0.007982
1992 | 302.3958 | 0 | 0 | 0 | 0 | 0 | 0 | -0.00783 | -5.6843e-14
1992 | 302.4062 | 0 | 0 | 0 | 0 | 0 | 0 | 0.011745 | -0.011973
1992 | 302.4167 | 0 | 0 | 0 | 0 | 0 | 0 | 0.02349 | 0.007982
1992 | 302.4271 | 0 | 0 | 0 | 0 | 0 | 0 | 0.01566 | -0.003991
1992 | 302.4375 | 0 | 0 | 0 | 0 | 0 | 0 | 0.050895 | 0.023946
1992 | 302.4479 | 0 | 0 | 0 | 0 | 0 | 0 | 0.003915 | 0.015964
1992 | 302.4583 | 0 | 0 | 0 | 0 | 0 | 0 | 0.003915 | -0.011973
1992 | 302.4687 | 0 | 0 | 0 | 0 | 0 | 0 | -0.00783 | 0.007982
1992 | 302.4792 | 0 | 0 | 0 | 0 | 0 | 0 | -0.003915 | 0.027937
1992 | 302.4896 | 0 | 0 | 0 | 0 | 0 | 0 | 0.043065 | 0.007982
1992 | 302.5 | 0 | 0 | 0 | 0 | 0 | 0 | 0.011745 | 0.007982
1992 | 302.5104 | 0 | 0 | 0 | 0 | 0 | 0 | 0.02349 | 0.007982
1992 | 302.5208 | 0 | 0 | 0 | 0 | 0 | 0 | 0.019575 | 0.011973
1992 | 302.5312 | 0 | 0 | 0 | 0 | 0 | 0 | -0.011745 | 0.003991
1992 | 302.5417 | 0 | 0 | 0 | 0 | 0 | 0 | 0.00783 | 0.011973
1992 | 302.5521 | 0.02349 | 0 | 0 | 0 | 0 | 0 | -0.01566 | -0.007982
1992 | 302.5625 | 0 | 0 | 0 | 0 | 0 | 0 | 0.011745 | 0.003991
1992 | 302.5729 | 0.02349 | 0 | 0 | 0 | 0 | 0 | -0.02349 | -0.015964
1992 | 302.5833 | 0 | 0 | 0 | 0 | 0 | 0 | 0.05481 | 0.023946
1992 | 302.5937 | 0 | 0 | 0 | 0 | 0 | 0 | -0.00783 | -0.015964
1992 | 302.6042 | 0.03915 | 0.03991 | 0 | 0 | 0 | 0 | 0.027405 | 0.051883
1992 | 302.6146 | 0 | 0 | 0 | 0 | 0 | 0 | 0.00783 | -0.019955
1992 | 302.625 | 0 | 0 | 0 | 0 | 0 | 0 | 0.03132 | 0.027937
1992 | 302.6354 | 0 | 0 | 0 | 0 | 0 | 0 | 0.03132 | 0.015964
1992 | 302.6458 | 0 | 0 | 0 | 0 | 0 | 0 | 0.03915 | 0.027937
1992 | 302.6562 | 0 | 0 | 0 | 0 | 0 | 0 | 0.027405 | 0.011973
1992 | 302.6667 | 0 | 0 | 0 | 0 | 0 | 0 | -0.003915 | 0.011973
1992 | 302.6771 | 0 | 0 | 0 | 0 | 0 | 0 | 0.011745 | 0.011973
1992 | 302.6875 | 0 | 0 | 0 | 0 | 0 | 0 | 0.00783 | 0.011973
1992 | 302.6979 | 0 | 0 | 0 | 0 | 0 | 0 | 0.00783 | 0.007982
1992 | 302.7083 | 0 | 0 | 0 | 0 | 0 | 0 | 0 | 0.011973
1992 | 302.7187 | 0 | 0 | 0 | 0 | 0 | 0 | 0 | 0.007982
1992 | 302.7292 | 0 | 0 | 0 | 0 | 0 | 0 | 0.02349 | 0.011973
1992 | 302.7396 | 0 | 0 | 0 | 0 | 0 | 0 | -0.01566 | 0
1992 | 302.75 | 0 | 0 | 0 | 0 | 0 | 0 | 0.011745 | 0.007982
1992 | 302.7604 | 0 | 0 | 0 | 0 | 0 | 0 | -0.003915 | 0.003991
1992 | 302.7708 | 0 | 0 | 0 | 0 | 0 | 0 | 0 | 0
1992 | 302.7812 | 0.00783 | 0 | 0 | 0 | 0 | 0 | 0 | 0
1992 | 302.7917 | 0 | 0 | 0 | 0 | 0 | 0 | 0 | 0.003991
1992 | 302.8021 | 0 | 0 | 0 | 0 | 0 | 0 | 0.003915 | 0.003991
1992 | 302.8125 | 0 | 0 | 0 | 0 | 0 | 0 | 0.011745 | 0.003991
1992 | 302.8229 | 0 | 0 | 0 | 0 | 0 | 0 | 0 | -0.003991
1992 | 302.8333 | 0 | 0 | 0 | 0 | 0 | 0 | -0.011745 | 0
1992 | 302.8437 | 0.03132 | 0 | 0 | 0 | 0 | 0 | 0.00783 | 0.003991
1992 | 302.8542 | 0 | 0 | 0 | 0 | 0 | 0 | 0.00783 | -0.011973
1992 | 302.8646 | 0 | 0 | 0 | 0 | 0 | 0 | 0.00783 | 0.003991
1992 | 302.875 | 0 | 0 | 0 | 0 | 0 | 0 | 0 | 0.007982
1992 | 302.8854 | 0 | 0 | 0 | 0 | 0 | 0 | -0.00783 | 0.003991
1992 | 302.8958 | 0 | 0 | 0 | 0 | 0 | 0 | 0 | 0
1992 | 302.9062 | 0 | 0 | 0 | 0 | 0 | 0 | 0 | 0.003991
1992 | 302.9167 | 0.00783 | 0 | 0 | 0 | 0 | 0 | -0.003915 | -0.003991
1992 | 302.9271 | 0.01566 | 0 | 0 | 0 | 0 | 0 | 0 | -0.003991
1992 | 302.9375 | 0.03132 | 0.007982 | 0 | 0 | 0 | 0 | 1.1369e-13 | -0.003991
1992 | 302.9479 | 0.02349 | 0.015964 | 0 | 0 | 0 | 0 | -0.03915 | 0.007982
1992 | 302.9583 | 0 | 0 | 0 | 0 | 0 | 0 | 0.074385 | 0.035919
1992 | 302.9687 | 0 | 0 | 0 | 0 | 0 | 0 | 0.00783 | 0.019955
1992 | 302.9792 | 0 | 0 | 0 | 0 | 0 | 0 | 0.011745 | 0.015964
1992 | 302.9896 | 0 | 0 | 0 | 0 | 0 | 0 | 0.011745 | 0.015964
1992 | 303 | 0 | 0.015964 | 0 | 0 | 0 | 0 | -0.01566 | 0
1992 | 303.0104 | 0 | 0 | 0 | 0 | 0 | 0 | -0.01566 | 0.003991
1992 | 303.0208 | 0 | 0 | 0 | 0 | 0 | 0 | 0.003915 | 0.003991
1992 | 303.0312 | 0 | 0 | 0 | 0 | 0 | 0 | -0.00783 | 0.007982
1992 | 303.0417 | 0.00783 | 0 | 0 | 0 | 0 | 0 | 0.003915 | 0.003991
1992 | 303.0521 | 0 | 0 | 0 | 0 | 0 | 0 | 0 | -0.007982
1992 | 303.0625 | 0 | 0 | 0 | 0 | 0 | 0 | 0 | 0.003991
1992 | 303.0729 | 0 | 0 | 0 | 0 | 0 | 0 | 0.003915 | -0.003991
1992 | 303.0833 | 0 | 0 | 0 | 0 | 0 | 0 | 0.003915 | 0.015964
1992 | 303.0937 | 0 | 0 | 0 | 0 | 0 | 0 | 0.003915 | 0.003991
1992 | 303.1042 | 0.02349 | 0 | 0 | 0 | 0 | 0 | -0.003915 | 0.007982
1992 | 303.1146 | 0 | 0 | 0 | 0 | 0 | 0 | 0 | 0
1992 | 303.125 | 0 | 0 | 0 | 0 | 0 | 0 | -0.00783 | 0.007982
1992 | 303.1354 | 0 | 0 | 0 | 0 | 0 | 0 | 0.003915 | 0
1992 | 303.1458 | 0 | 0 | 0 | 0 | 0 | 0 | 0.011745 | 0.011973
1992 | 303.1562 | 0 | 0 | 0 | 0 | 0 | 0 | -0.003915 | 0.007982
1992 | 303.1667 | 0 | 0 | 0 | 0 | 0 | 0 | 0.011745 | -0.003991
1992 | 303.1771 | 0 | 0 | 0 | 0 | 0 | 0 | 0 | 0.003991
1992 | 303.1875 | 0 | 0 | 0 | 0 | 0 | 0 | 0.011745 | -0.007982
1992 | 303.1979 | 0 | 0 | 0 | 0 | 0 | 0 | -0.003915 | 0
1992 | 303.2083 | 0 | 0 | 0 | 0 | 0 | 0 | 0.00783 | 0
1992 | 303.2187 | 0 | 0 | 0 | 0 | 0 | 0 | -0.003915 | 0
1992 | 303.2292 | 0.00783 | 0 | 0 | 0 | 0 | 0 | -0.003915 | -0.003991
1992 | 303.2396 | 0 | 0 | 0 | 0 | 0 | 0 | -0.003915 | 0.003991
1992 | 303.25 | 0.00783 | 0 | 0 | 0 | 0 | 0 | -0.003915 | 0
1992 | 303.2604 | 0 | 0 | 0 | 0 | 0 | 0 | 0.00783 | 0.007982
1992 | 303.2708 | 0.00783 | 0 | 0 | 0 | 0 | 0 | 0 | 0
1992 | 303.2812 | 0 | 0 | 0 | 0 | 0 | 0 | 0.00783 | 0
1992 | 303.2917 | 0 | 0 | 0 | 0 | 0 | 0 | -0.003915 | 0
1992 | 303.3021 | 0 | 0 | 0 | 0 | 0 | 0 | -0.00783 | 0.003991
1992 | 303.3125 | 0 | 0 | 0 | 0 | 0 | 0 | 0.003915 | 0.003991
1992 | 303.3229 | 0 | 0 | 0 | 0 | 0 | 0 | 0 | 0
1992 | 303.3333 | 0 | 0 | 0 | 0 | 0 | 0 | -0.003915 | -0.007982
1992 | 303.3437 | 0.00783 | 0 | 0 | 0 | 0 | 0 | 0.003915 | -0.003991
1992 | 303.3542 | 0.01566 | 0 | 0 | 0 | 0 | 0 | 0.00783 | 0.003991
1992 | 303.3646 | 0 | 0 | 0 | 0 | 0 | 0 | 0.011745 | 0.007982
1992 | 303.375 | 0 | 0 | 0 | 0 | 0 | 0 | 0 | 0.003991
1992 | 303.3854 | 0 | 0 | 0 | 0 | 0 | 0 | 0.00783 | 0.007982
1992 | 303.3958 | 0 | 0 | 0 | 0 | 0 | 0 | 0.00783 | -0.003991
1992 | 303.4062 | 0 | 0 | 0 | 0 | 0 | 0 | 0.003915 | -0.007982
1992 | 303.4167 | 0 | 0 | 0 | 0 | 0 | 0 | 0.00783 | -0.003991
1992 | 303.4271 | 0 | 0 | 0 | 0 | 0 | 0 | 0 | 0.007982
1992 | 303.4375 | 0 | 0 | 0 | 0 | 0 | 0 | 0.027405 | -0.003991
1992 | 303.4479 | 0 | 0.007982 | 0 | 0 | 0 | 0 | 0.003915 | -0.003991
1992 | 303.4583 | 0 | 0 | 0 | 0 | 0 | 0 | 0.00783 | 0.003991
1992 | 303.4687 | 0 | 0 | 0 | 0 | 0 | 0 | 0.00783 | -0.011973
1992 | 303.4792 | 0 | 0 | 0 | 0 | 0 | 0 | 0.011745 | 0.003991
1992 | 303.4896 | 0 | 0 | 0 | 0 | 0 | 0 | -0.00783 | -0.007982
1992 | 303.5 | 0 | 0 | 0 | 0 | 0 | 0 | 0.03132 | 0.007982
1992 | 303.5104 | 0 | 0 | 0 | 0 | 0 | 0 | 0.003915 | 0
1992 | 303.5208 | 0 | 0 | 0 | 0 | 0 | 0 | 0.027405 | -0.003991
1992 | 303.5312 | 0 | 0 | 0 | 0 | 0 | 0 | 0.019575 | 0.011973
1992 | 303.5417 | 0 | 0 | 0 | 0 | 0 | 0 | -0.003915 | -0.003991
1992 | 303.5521 | 0 | 0 | 0 | 0 | 0 | 0 | 0.00783 | 0.011973
1992 | 303.5625 | 0 | 0 | 0 | 0 | 0 | 0 | 0.003915 | 0.011973
1992 | 303.5729 | 0 | 0 | 0 | 0 | 0 | 0 | 0.027405 | 0
1992 | 303.5833 | 0 | 0 | 0 | 0 | 0 | 0 | 0.003915 | 0
1992 | 303.5937 | 0 | 0 | 0 | 0 | 0 | 0 | -0.00783 | 0.003991
1992 | 303.6042 | 0 | 0 | 0 | 0 | 0 | 0 | 0.01566 | 0.015964
1992 | 303.6146 | 0 | 0 | 0 | 0 | 0 | 0 | 0.01566 | 0
1992 | 303.625 | 0 | 0 | 0 | 0 | 0 | 0 | 0.003915 | 0.015964
1992 | 303.6354 | 0 | 0 | 0 | 0 | 0 | 0 | -0.01566 | 0
1992 | 303.6458 | 0 | 0 | 0 | 0 | 0 | 0 | 0.011745 | 0.011973
1992 | 303.6562 | 0.01566 | 0 | 0 | 0 | 0 | 0 | -0.011745 | 0.015964
1992 | 303.6667 | 0 | 0 | 0 | 0 | 0 | 0 | -0.00783 | 0.011973
1992 | 303.6771 | 0.02349 | 0 | 0 | 0 | 0 | 0 | 0.00783 | -5.6843e-14
1992 | 303.6875 | 0 | 0 | 0 | 0 | 0 | 0 | 0.027405 | 0.007982
1992 | 303.6979 | 0 | 0 | 0 | 0 | 0 | 0 | -0.027405 | 0.003991
1992 | 303.7083 | 0 | 0 | 0 | 0 | 0 | 0 | 0.01566 | 0.011973
1992 | 303.7187 | 0 | 0 | 0 | 0 | 0 | 0 | 0.019575 | 0.007982
1992 | 303.7292 | 0 | 0 | 0 | 0 | 0 | 0 | -0.00783 | 0.003991
1992 | 303.7396 | 0 | 0 | 0 | 0 | 0 | 0 | 0.043065 | 0
1992 | 303.75 | 0 | 0 | 0 | 0 | 0 | 0 | 0.019575 | 0
1992 | 303.7604 | 0 | 0 | 0 | 0 | 0 | 0 | -0.019575 | 0.007982
1992 | 303.7708 | 0 | 0 | 0 | 0 | 0 | 0 | -0.003915 | 0.003991
1992 | 303.7812 | 0 | 0 | 0 | 0 | 0 | 0 | 0.01566 | 0.003991
1992 | 303.7917 | 0 | 0 | 0 | 0 | 0 | 0 | -0.00783 | 0
1992 | 303.8021 | 0 | 0 | 0 | 0 | 0 | 0 | 0.003915 | 0
1992 | 303.8125 | 0 | 0 | 0 | 0 | 0 | 0 | -0.003915 | -0.003991
1992 | 303.8229 | 0 | 0 | 0 | 0 | 0 | 0 | 0 | 0.011973
1992 | 303.8333 | 0 | 0 | 0 | 0 | 0 | 0 | -0.003915 | 0
1992 | 303.8437 | 0.00783 | 0 | 0 | 0 | 0 | 0 | 0 | -0.007982
1992 | 303.8542 | 0 | 0 | 0 | 0 | 0 | 0 | 0.011745 | 0
1992 | 303.8646 | 0 | 0 | 0 | 0 | 0 | 0 | -0.00783 | 0.011973
1992 | 303.875 | 0 | 0 | 0 | 0 | 0 | 0 | -0.003915 | 0
1992 | 303.8854 | 0 | 0 | 0 | 0 | 0 | 0 | -0.00783 | 0.003991
1992 | 303.8958 | 0.00783 | 0 | 0 | 0 | 0 | 0 | 0.003915 | -0.007982
1992 | 303.9062 | 0.01566 | 0 | 0 | 0 | 0 | 0 | 0.00783 | 0
1992 | 303.9167 | 0 | 0 | 0 | 0 | 0 | 0 | 0 | 0.003991
1992 | 303.9271 | 0 | 0 | 0 | 0 | 0 | 0 | -0.00783 | 0.003991
1992 | 303.9375 | 0.01566 | 0 | 0 | 0 | 0 | 0 | 0.003915 | 0.007982
1992 | 303.9479 | 0.02349 | 0 | 0 | 0 | 0 | 0 | 0 | 0.007982
1992 | 303.9583 | 0.00783 | 0 | 0 | 0 | 0 | 0 | -0.003915 | -0.003991
1992 | 303.9687 | 0.00783 | 0 | 0 | 0 | 0 | 0 | -0.01566 | 0.015964
1992 | 303.9792 | 0 | 0 | 0 | 0 | 0 | 0 | -0.003915 | 0.015964
1992 | 303.9896 | 0 | 0 | 0 | 0 | 0 | 0 | 0.00783 | -0.003991
1992 | 304 | 0 | 0 | 0 | 0 | 0 | 0 | 0.01566 | 0.003991
1992 | 304.0104 | 0 | 0 | 0 | 0 | 0 | 0 | 0 | -0.011973
1992 | 304.0208 | 0 | 0.007982 | 0 | 0 | 0 | 0 | 0.003915 | 5.6843e-14
1992 | 304.0312 | 0 | 0 | 0 | 0 | 0 | 0 | -0.035235 | 0.019955
1992 | 304.0417 | 0 | 0 | 0 | 0 | 0 | 0 | 0.03915 | -0.003991
1992 | 304.0521 | 0 | 0.015964 | 0 | 0 | 0 | 0 | 0.003915 | -0.003991
1992 | 304.0625 | 0 | 0 | 0 | 0 | 0 | 0 | -0.01566 | 0.007982
1992 | 304.0729 | 0 | 0 | 0 | 0 | 0 | 0 | 0.02349 | -0.003991
1992 | 304.0833 | 0 | 0 | 0 | 0 | 0 | 0 | -0.003915 | -0.003991
1992 | 304.0937 | 0.02349 | 0 | 0 | 0 | 0 | 0 | 0.01566 | 0.003991
1992 | 304.1042 | 0.00783 | 0 | 0 | 0 | 0 | 0 | -0.01566 | -0.003991
1992 | 304.1146 | 0.00783 | 0.007982 | 0 | 0 | 0 | 0 | 0 | 0.007982
1992 | 304.125 | 0 | 0 | 0 | 0 | 0 | 0 | -0.00783 | 0
1992 | 304.1354 | 0.00783 | 0 | 0 | 0 | 0 | 0 | -0.003915 | 0
1992 | 304.1458 | 0 | 0.007982 | 0 | 0 | 0 | 0 | 0.019575 | -0.003991
1992 | 304.1562 | 0 | 0 | 0 | 0 | 0 | 0 | -0.011745 | 0
1992 | 304.1667 | 0.00783 | 0 | 0 | 0 | 0 | 0 | -0.003915 | 0
1992 | 304.1771 | 0.01566 | 0 | 0 | 0 | 0 | 0 | 0 | 0
1992 | 304.1875 | 0.00783 | 0 | 0 | 0 | 0 | 0 | 0.01566 | 0.003991
1992 | 304.1979 | 0 | 0.015964 | 0 | 0 | 0 | 0 | 0.003915 | 0.007982
1992 | 304.2083 | 0 | 0 | 0 | 0 | 0 | 0 | 0.00783 | 0.015964
1992 | 304.2187 | 0 | 0 | 0 | 0 | 0 | 0 | -0.003915 | -0.015964
1992 | 304.2292 | 0 | 0.007982 | 0 | 0 | 0 | 0 | -0.00783 | 0
1992 | 304.2396 | 0 | 0.007982 | 0 | 0 | 0 | 0 | 0.011745 | 0.003991
1992 | 304.25 | 0.02349 | 0 | 0 | 0 | 0 | 0 | -0.003915 | -0.003991
1992 | 304.2604 | 0 | 0 | 0 | 0 | 0 | 0 | 0.00783 | -0.003991
1992 | 304.2708 | 0.01566 | 0 | 0 | 0 | 0 | 0 | 0 | 0.003991
1992 | 304.2812 | 0.01566 | 0 | 0 | 0 | 0 | 0 | 0 | 0
1992 | 304.2917 | 0.01566 | 0 | 0 | 0 | 0 | 0 | -0.00783 | 0
1992 | 304.3021 | 0 | 0 | 0 | 0 | 0 | 0 | -0.003915 | 0
1992 | 304.3125 | 0 | 0 | 0 | 0 | 0 | 0 | 0.02349 | -0.007982
1992 | 304.3229 | 0.02349 | 0 | 0 | 0 | 0 | 0 | -0.003915 | 0
1992 | 304.3333 | 0.01566 | 0 | 0 | 0 | 0 | 0 | -0.00783 | 0.003991
1992 | 304.3437 | 0 | 0 | 0 | 0 | 0 | 0 | -0.01566 | 0.007982
1992 | 304.3542 | 0 | 0 | 0 | 0 | 0 | 0 | 0.00783 | 0.007982
1992 | 304.3646 | 0 | 0 | 0 | 0 | 0 | 0 | -0.00783 | 0.011973
1992 | 304.375 | 0 | 0 | 0 | 0 | 0 | 0 | 0.01566 | 0.003991
1992 | 304.3854 | 0 | 0 | 0 | 0 | 0 | 0 | -0.03132 | 0.011973
1992 | 304.3958 | 0 | 0 | 0 | 0 | 0 | 0 | -0.00783 | 0.003991
1992 | 304.4062 | 0 | 0 | 0 | 0 | 0 | 0 | 0.027405 | 0.011973
1992 | 304.4167 | 0 | 0 | 0 | 0 | 0 | 0 | 0.03915 | 0.007982
1992 | 304.4271 | 0 | 0 | 0 | 0 | 0 | 0 | -0.011745 | 0.015964
1992 | 304.4375 | 0.02349 | 0 | 0 | 0 | 0 | 0 | 0.01566 | -0.007982
1992 | 304.4479 | 0 | 0 | 0 | 0 | 0 | 0 | 0.03915 | -0.011973
1992 | 304.4583 | 0 | 0 | 0 | 0 | 0 | 0 | 0.019575 | -0.007982
1992 | 304.4687 | 0 | 0.015964 | 0 | 0 | 0 | 0 | 0.03132 | 0.003991
1992 | 304.4792 | 0 | 0.015964 | 0 | 0 | 0 | 0 | 0.04698 | 0.007982
1992 | 304.4896 | 0 | 0 | 0 | 0 | 0 | 0 | 0.03915 | -0.011973
1992 | 304.5 | 0 | 0 | 0 | 0 | 0 | 0 | 0.019575 | 0.003991
1992 | 304.5104 | 0 | 0 | 0 | 0 | 0 | 0 | 0.02349 | 0.003991
1992 | 304.5208 | 0 | 0 | 0 | 0 | 0 | 0 | 0.011745 | 0
1992 | 304.5312 | 0 | 0 | 0 | 0 | 0 | 0 | 0.03915 | -0.003991
1992 | 304.5417 | 0 | 0 | 0 | 0 | 0 | 0 | 0.027405 | 0.011973
1992 | 304.5521 | 0 | 0 | 0 | 0 | 0 | 0 | 0.011745 | 0.003991
1992 | 304.5625 | 0 | 0 | 0 | 0 | 0 | 0 | 0.02349 | 0.015964
1992 | 304.5729 | 0 | 0 | 0 | 0 | 0 | 0 | -0.003915 | 0.007982
1992 | 304.5833 | 0 | 0 | 0 | 0 | 0 | 0 | 0.043065 | 0.011973
1992 | 304.5937 | 0 | 0 | 0 | 0 | 0 | 0 | 0 | 0.019955
1992 | 304.6042 | 0 | 0 | 0 | 0 | 0 | 0 | 0.03915 | 0.011973
1992 | 304.6146 | 0 | 0 | 0 | 0 | 0 | 0 | 0.00783 | 0.019955
1992 | 304.625 | 0 | 0 | 0 | 0 | 0 | 0 | 0.019575 | 0.019955
1992 | 304.6354 | 0 | 0 | 0 | 0 | 0 | 0 | 0.011745 | 0.003991
1992 | 304.6458 | 0 | 0 | 0 | 0 | 0 | 0 | 0.003915 | 0.007982
1992 | 304.6562 | 0 | 0 | 0 | 0 | 0 | 0 | -0.011745 | 0.007982
1992 | 304.6667 | 0 | 0 | 0 | 0 | 0 | 0 | 0.035235 | 0.019955
1992 | 304.6771 | 0 | 0 | 0 | 0 | 0 | 0 | 0.003915 | 0.011973
1992 | 304.6875 | 0 | 0 | 0 | 0 | 0 | 0 | 0.019575 | 0.007982
1992 | 304.6979 | 0 | 0 | 0 | 0 | 0 | 0 | 0.00783 | 0.047892
1992 | 304.7083 | 0 | 0 | 0 | 0 | 0 | 0 | 0.02349 | 0.015964
1992 | 304.7187 | 0 | 0 | 0 | 0 | 0 | 0 | -0.003915 | 0.015964
1992 | 304.7292 | 0 | 0 | 0 | 0 | 0 | 0 | -0.003915 | 0.015964
1992 | 304.7396 | 0 | 0 | 0 | 0 | 0 | 0 | 0 | 0.007982
1992 | 304.75 | 0.00783 | 0 | 0 | 0 | 0 | 0 | -0.01566 | -0.007982
1992 | 304.7604 | 0 | 0 | 0 | 0 | 0 | 0 | -0.003915 | 0.003991
1992 | 304.7708 | 0.03132 | 0 | 0 | 0 | 0 | 0 | 0.003915 | -0.003991
1992 | 304.7812 | 0.05481 | 0 | 0 | 0 | 0 | 0 | 0.03132 | 0.019955
1992 | 304.7917 | 0 | 0 | 0 | 0 | 0 | 0 | -0.003915 | -0.007982
1992 | 304.8021 | 0 | 0 | 0 | 0 | 0 | 0 | -0.003915 | -0.003991
1992 | 304.8125 | 0 | 0 | 0 | 0 | 0 | 0 | -0.00783 | 0.007982
1992 | 304.8229 | 0 | 0 | 0 | 0 | 0 | 0 | -0.00783 | 0.003991
1992 | 304.8333 | 0 | 0 | 0 | 0 | 0 | 0 | 0.00783 | -0.003991
1992 | 304.8437 | 0.02349 | 0 | 0 | 0 | 0 | 0 | -0.00783 | 0
1992 | 304.8542 | 0 | 0 | 0 | 0 | 0 | 0 | 0.003915 | 0.011973
1992 | 304.8646 | 0.02349 | 0 | 0 | 0 | 0 | 0 | -0.01566 | -0.003991
1992 | 304.875 | 0 | 0 | 0 | 0 | 0 | 0 | -0.027405 | 0.011973
1992 | 304.8854 | 0.03132 | 0 | 0 | 0 | 0 | 0 | 0.00783 | -0.015964
1992 | 304.8958 | 0 | 0 | 0 | 0 | 0 | 0 | 0.043065 | 0.007982
1992 | 304.9062 | 0.03132 | 0 | 0 | 0 | 0 | 0 | -0.011745 | 0.007982
1992 | 304.9167 | 0 | 0 | 0 | 0 | 0 | 0 | -0.03132 | 0.003991
1992 | 304.9271 | 0 | 0 | 0 | 0 | 0 | 0 | 0.02349 | -0.003991
1992 | 304.9375 | 0 | 0 | 0 | 0 | 0 | 0 | 0.027405 | -5.6843e-14
1992 | 304.9479 | 0.03915 | 0 | 0 | 0 | 0 | 0 | -0.019575 | -0.003991
1992 | 304.9583 | 0.00783 | 0 | 0 | 0 | 0 | 0 | -0.00783 | 0.003991
1992 | 304.9687 | 0 | 0 | 0 | 0 | 0 | 0 | 0 | 0.007982
1992 | 304.9792 | 0.01566 | 0 | 0 | 0 | 0 | 0 | 0.019575 | -0.007982
1992 | 304.9896 | 0 | 0 | 0 | 0 | 0 | 0 | -0.01566 | 5.6843e-14
1992 | 305 | 0 | 0 | 0 | 0 | 0 | 0 | 0.035235 | 0.003991
1992 | 305.0104 | 0.00783 | 0 | 0 | 0 | 0 | 0 | -0.027405 | 0
1992 | 305.0208 | 0.02349 | 0 | 0 | 0 | 0 | 0 | 0.003915 | 0
1992 | 305.0312 | 0 | 0 | 0 | 0 | 0 | 0 | 0.02349 | -0.011973
1992 | 305.0417 | 0.03132 | 0 | 0 | 0 | 0 | 0 | 0.035235 | 0.003991
1992 | 305.0521 | 0 | 0 | 0 | 0 | 0 | 0 | -0.01566 | -0.003991
1992 | 305.0625 | 0 | 0.015964 | 0 | 0 | 0 | 0 | -0.011745 | 0.003991
1992 | 305.0729 | 0 | 0 | 0 | 0 | 0 | 0 | 0.01566 | -0.003991
1992 | 305.0833 | 0 | 0 | 0 | 0 | 0 | 0 | 0.011745 | 0
1992 | 305.0937 | 0 | 0 | 0 | 0 | 0 | 0 | 0 | -0.003991
1992 | 305.1042 | 0.01566 | 0.007982 | 0 | 0 | 0 | 0 | -0.019575 | 0.007982
1992 | 305.1146 | 0 | 0.007982 | 0 | 0 | 0 | 0 | 0.00783 | 5.6843e-14
1992 | 305.125 | 0 | 0 | 0 | 0 | 0 | 0 | 0.01566 | 5.6843e-14
1992 | 305.1354 | 0 | 0 | 0 | 0 | 0 | 0 | 0 | -5.6843e-14
1992 | 305.1458 | 0 | 0.007982 | 0 | 0 | 0 | 0 | 0.003915 | 0
1992 | 305.1562 | 0 | 0 | 0 | 0 | 0 | 0 | 0.00783 | -0.003991
1992 | 305.1667 | 0 | 0 | 0 | 0 | 0 | 0 | 0.011745 | -0.003991
1992 | 305.1771 | 0 | 0 | 0 | 0 | 0 | 0 | 0.00783 | 0
1992 | 305.1875 | 0 | 0 | 0 | 0 | 0 | 0 | -0.01566 | 0.003991
1992 | 305.1979 | 0.03132 | 0 | 0 | 0 | 0 | 0 | 0 | 0.003991
1992 | 305.2083 | 0.01566 | 0 | 0 | 0 | 0 | 0 | -0.01566 | -0.003991
1992 | 305.2187 | 0 | 0 | 0 | 0 | 0 | 0 | -0.011745 | 0.011973
1992 | 305.2292 | 0 | 0 | 0 | 0 | 0 | 0 | 0.035235 | 0
1992 | 305.2396 | 0 | 0 | 0 | 0 | 0 | 0 | 0.02349 | 0
1992 | 305.25 | 0 | 0 | 0 | 0 | 0 | 0 | 0 | 0.003991
1992 | 305.2604 | 0 | 0 | 0 | 0 | 0 | 0 | 0 | -0.003991
1992 | 305.2708 | 0.05481 | 0 | 0 | 0 | 0 | 0 | -0.01566 | 0.003991
1992 | 305.2812 | 0 | 0 | 0 | 0 | 0 | 0 | 0.01566 | 0.003991
1992 | 305.2917 | 0 | 0 | 0 | 0 | 0 | 0 | -0.019575 | 0.003991
1992 | 305.3021 | 0 | 0 | 0 | 0 | 0 | 0 | -0.019575 | -0.003991
1992 | 305.3125 | 0.02349 | 0 | 0 | 0 | 0 | 0 | 0.02349 | 0.003991
1992 | 305.3229 | 0 | 0 | 0 | 0 | 0 | 0 | -0.011745 | -0.003991
1992 | 305.3333 | 0.00783 | 0 | 0 | 0 | 0 | 0 | -0.011745 | 0.007982
1992 | 305.3437 | 0.02349 | 0 | 0 | 0 | 0 | 0 | -0.003915 | 0.007982
1992 | 305.3542 | 0 | 0 | 0 | 0 | 0 | 0 | 0.00783 | -0.007982
1992 | 305.3646 | 0 | 0 | 0 | 0 | 0 | 0 | -0.003915 | 0.007982
1992 | 305.375 | 0.03132 | 0 | 0 | 0 | 0 | 0 | 0.00783 | 0.003991
1992 | 305.3854 | 0 | 0 | 0 | 0 | 0 | 0 | 0.03915 | 0.003991
1992 | 305.3958 | 0 | 0 | 0 | 0 | 0 | 0 | -0.027405 | 0.003991
1992 | 305.4062 | 0 | 0 | 0 | 0 | 0 | 0 | 0.06264 | -0.003991
1992 | 305.4167 | 0.03132 | 0 | 0 | 0 | 0 | 0 | 0.003915 | -0.003991
1992 | 305.4271 | 0.09396 | 0 | 0 | 0 | 0 | 0 | -0.011745 | 0.003991
1992 | 305.4375 | 0 | 0 | 0 | 0 | 0 | 0 | 0.12136 | -0.003991
1992 | 305.4479 | 0 | 0 | 0 | 0 | 0 | 0 | -0.050895 | 0.003991
1992 | 305.4583 | 0 | 0 | 0 | 0 | 0 | 0 | 0 | 0.007982
1992 | 305.4687 | 0 | 0 | 0 | 0 | 0 | 0 | -0.066555 | -0.011973
1992 | 305.4792 | 0 | 0 | 0 | 0 | 0 | 0 | 0.066555 | 0.003991
1992 | 305.4896 | 0 | 0.023946 | 0 | 0 | 0 | 0 | -0.01566 | 0.015964
1992 | 305.5 | 0 | 0 | 0 | 0 | 0 | 0 | -0.05481 | 0.003991
1992 | 305.5104 | 0 | 0 | 0 | 0 | 0 | 0 | -0.011745 | 0.023946
1992 | 305.5208 | 0 | 0 | 0 | 0 | 0 | 0 | -0.027405 | 0.011973
1992 | 305.5312 | 0 | 0 | 0 | 0 | 0 | 0 | -0.04698 | 0.011973
1992 | 305.5417 | 0 | 0 | 0 | 0 | 0 | 0 | 0.02349 | -0.007982
1992 | 305.5521 | 0 | 0 | 0 | 0 | 0 | 0 | 0.050895 | 0.003991
1992 | 305.5625 | 0 | 0 | 0 | 0 | 0 | 0 | 0.050895 | -0.015964
1992 | 305.5729 | 0 | 0 | 0 | 0 | 0 | 0 | 0.058725 | 0.03991
1992 | 305.5833 | 0 | 0 | 0 | 0 | 0 | 0 | -0.035235 | 0.007982
1992 | 305.5937 | 0 | 0.031928 | 0 | 0 | 0 | 0 | -0.13311 | -0.015964
1992 | 305.6042 | 0 | 0 | 0 | 0 | 0 | 0 | 0.04698 | 0.03991
1992 | 305.6146 | 0 | 0 | 0 | 0 | 0 | 0 | -0.07047 | -0.007982
1992 | 305.625 | 0 | 0 | 0 | 0 | 0 | 0 | 0.09396 | 0.03991
1992 | 305.6354 | 0 | 0 | 0 | 0 | 0 | 0 | 0.10962 | 0.003991
1992 | 305.6458 | 0 | 0 | 0 | 0 | 0 | 0 | -0.058725 | 0.003991
1992 | 305.6562 | 0 | 0.023946 | 0 | 0 | 0 | 0 | -0.03915 | -0.003991
1992 | 305.6667 | 0 | 0 | 0 | 0 | 0 | 0 | 0.15269 | 0.043901
1992 | 305.6771 | 0 | 0 | 0 | 0 | 0 | 0 | 0.10179 | 0.007982
1992 | 305.6875 | 0 | 0 | 0 | 0 | 0 | 0 | -0.003915 | 0.019955
1992 | 305.6979 | 0 | 0 | 0 | 0 | 0 | 0 | -0.09396 | -0.011973
1992 | 305.7083 | 0 | 0 | 0 | 0 | 0 | 0 | 0.090045 | 0.035919
1992 | 305.7187 | 0 | 0 | 0 | 0 | 0 | 0 | 0.097875 | 0.015964
1992 | 305.7292 | 0 | 0 | 0 | 0 | 0 | 0 | 0.035235 | 0.019955
1992 | 305.7396 | 0 | 0 | 0 | 0 | 0 | 0 | 0.027405 | 0.019955
1992 | 305.75 | 0 | 0 | 0 | 0 | 0 | 0 | -0.027405 | -0.007982
1992 | 305.7604 | 0 | 0 | 0 | 0 | 0 | 0 | -0.027405 | 0.015964
1992 | 305.7708 | 0 | 0 | 0 | 0 | 0 | 0 | 0.04698 | 0.011973
1992 | 305.7812 | 0 | 0 | 0 | 0 | 0 | 0 | -0.058725 | 0.007982
1992 | 305.7917 | 0.05481 | 0 | 0 | 0 | 0 | 0 | -0.003915 | 0.007982
1992 | 305.8021 | 0 | 0 | 0 | 0 | 0 | 0 | 0.058725 | 0.027937
1992 | 305.8125 | 0 | 0 | 0 | 0 | 0 | 0 | 0.00783 | -0.011973
1992 | 305.8229 | 0 | 0 | 0 | 0 | 0 | 0 | 0.07047 | 0.011973
1992 | 305.8333 | 0 | 0 | 0 | 0 | 0 | 0 | -0.08613 | 0.007982
1992 | 305.8437 | 0 | 0 | 0 | 0 | 0 | 0 | 0.08613 | -0.003991
1992 | 305.8542 | 0 | 0 | 0 | 0 | 0 | 0 | -0.10179 | -0.003991
1992 | 305.8646 | 0 | 0 | 0 | 0 | 0 | 0 | 0.027405 | 0.015964
1992 | 305.875 | 0 | 0 | 0 | 0 | 0 | 0 | 0.090045 | 0.007982
1992 | 305.8854 | 0 | 0 | 0 | 0 | 0 | 0 | 0.011745 | 0.003991
1992 | 305.8958 | 0 | 0 | 0 | 0 | 0 | 0 | -0.011745 | 0
1992 | 305.9062 | 0 | 0.095784 | 0 | 0 | 0 | 0 | -0.16052 | 5.6843e-14
1992 | 305.9167 | 0 | 0.047892 | 0 | 0 | 0 | 0 | 0.050895 | 0.047892
1992 | 305.9271 | 0 | 0 | 0 | 0 | 0 | 0 | 0.1057 | 0.023946
1992 | 305.9375 | 0 | 0 | 0 | 0 | 0 | 0 | 0.03132 | 0.019955
1992 | 305.9479 | 0 | 0 | 0 | 0 | 0 | 0 | 0.03132 | 0.019955
1992 | 305.9583 | 0 | 0 | 0 | 0 | 0 | 0 | 0.00783 | 0.007982
1992 | 305.9687 | 0.03915 | 0.007982 | 0 | 0 | 0 | 0 | -0.01566 | -0.015964
1992 | 305.9792 | 0.08613 | 0.015964 | 0 | 0 | 0 | 0 | 0 | -0.035919
1992 | 305.9896 | 0 | 0 | 0 | 0 | 0 | 0 | 0.050895 | 0.031928
1992 | 306 | 0 | 0 | 0 | 0 | 0 | 0 | 0.01566 | 0.031928
1992 | 306.0104 | 0.00783 | 0 | 0 | 0 | 0 | 0 | -0.027405 | -0.007982
1992 | 306.0208 | 0 | 0 | 0 | 0 | 0 | 0 | 0.05481 | 0.019955
1992 | 306.0312 | 0 | 0 | 0 | 0 | 0 | 0 | 0 | 0.011973
1992 | 306.0417 | 0 | 0 | 0 | 0 | 0 | 0 | 0.003915 | -0.003991
1992 | 306.0521 | 0 | 0 | 0 | 0 | 0 | 0 | -0.003915 | -0.003991
1992 | 306.0625 | 0 | 0 | 0 | 0 | 0 | 0 | -0.01566 | -0.003991
1992 | 306.0729 | 0.00783 | 0.087802 | 0 | 0 | 0 | 0 | -0.19575 | 0
1992 | 306.0833 | 0.02349 | 0.007982 | 0 | 0 | 0 | 0 | 0.082215 | 0.023946
1992 | 306.0937 | 0 | 0 | 0 | 0 | 0 | 0 | 0.074385 | 0.043901
1992 | 306.1042 | 0.04698 | 0 | 0 | 0 | 0 | 0 | 0.03132 | -0.007982
1992 | 306.1146 | 0 | 0 | 0 | 0 | 0 | 0 | -0.03132 | 0.007982
1992 | 306.125 | 0 | 0 | 0 | 0 | 0 | 0 | -0.035235 | -0.007982
1992 | 306.1354 | 0 | 0 | 0 | 0 | 0 | 0 | -0.019575 | -0.019955
1992 | 306.1458 | 0 | 0 | 0 | 0 | 0 | 0 | 0.01566 | 0.043901
1992 | 306.1562 | 0 | 0 | 0 | 0 | 0 | 0 | 0.011745 | -0.007982
1992 | 306.1667 | 0 | 0 | 0 | 0 | 0 | 0 | 0.027405 | 0.015964
1992 | 306.1771 | 0 | 0 | 0 | 0 | 0 | 0 | -0.03132 | 0.003991
1992 | 306.1875 | 0 | 0 | 0 | 0 | 0 | 0 | 0.027405 | -5.6843e-14
1992 | 306.1979 | 0 | 0 | 0 | 0 | 0 | 0 | 0.050895 | 0.019955
1992 | 306.2083 | 0 | 0 | 0 | 0 | 0 | 0 | 0.019575 | 0.015964
1992 | 306.2187 | 0 | 0 | 0 | 0 | 0 | 0 | 0.003915 | -0.003991
1992 | 306.2292 | 0 | 0 | 0 | 0 | 0 | 0 | 0.00783 | 0.011973
1992 | 306.2396 | 0 | 0.007982 | 0 | 0 | 0 | 0 | -0.027405 | -0.003991
1992 | 306.25 | 0 | 0.007982 | 0 | 0 | 0 | 0 | 0.00783 | -0.003991
1992 | 306.2604 | 0 | 0 | 0 | 0 | 0 | 0 | -0.02349 | -0.003991
1992 | 306.2708 | 0.05481 | 0 | 0 | 0 | 0 | 0 | 0.019575 | 0.011973
1992 | 306.2812 | 0 | 0 | 0 | 0 | 0 | 0 | -0.003915 | -0.011973
1992 | 306.2917 | 0 | 0 | 0 | 0 | 0 | 0 | 0.02349 | 0.011973
1992 | 306.3021 | 0 | 0 | 0 | 0 | 0 | 0 | 0.019575 | 0.011973
1992 | 306.3125 | 0.03132 | 0 | 0 | 0 | 0 | 0 | 0 | 0.015964
1992 | 306.3229 | 0 | 0 | 0 | 0 | 0 | 0 | 0.019575 | -0.003991
1992 | 306.3333 | 0 | 0 | 0 | 0 | 0 | 0 | -0.003915 | 0.015964
1992 | 306.3437 | 0 | 0 | 0 | 0 | 0 | 0 | -0.019575 | -0.023946
1992 | 306.3542 | 0.02349 | 0 | 0 | 0 | 0 | 0 | 0.003915 | -0.003991
1992 | 306.3646 | 0.09396 | 0.063856 | 0 | 0 | 0 | 0 | 0.04698 | 5.6843e-14
1992 | 306.375 | 0 | 0 | 0 | 0 | 0 | 0 | -0.019575 | -0.023946
1992 | 306.3854 | 0 | 0 | 0 | 0 | 0 | 0 | 0.08613 | 0.059865
1992 | 306.3958 | 0 | 0 | 0 | 0 | 0 | 0 | 0.027405 | 0.047892
1992 | 306.4062 | 0 | 0 | 0 | 0 | 0 | 0 | -0.02349 | -0.011973
1992 | 306.4167 | 0.03132 | 0 | 0 | 0 | 0 | 0 | -0.03132 | -0.031928
1992 | 306.4271 | 0 | 0 | 0 | 0 | 0 | 0 | 0.05481 | -0.003991
1992 | 306.4375 | 0 | 0 | 0 | 0 | 0 | 0 | -0.12528 | -0.059865
1992 | 306.4479 | 0 | 0 | 0 | 0 | 0 | 0 | -0.07047 | 0.027937
1992 | 306.4583 | 0 | 0 | 0 | 0 | 0 | 0 | 0.19575 | 0.003991
1992 | 306.4687 | 0 | 0.031928 | 0 | 0 | 0 | 0 | -0.027405 | 1.1369e-13
1992 | 306.4792 | 0 | 0 | 0 | 0 | 0 | 0 | -0.011745 | 0.035919
1992 | 306.4896 | 0 | 0 | 0 | 0 | 0 | 0 | 0.07047 | -0.003991
1992 | 306.5 | 0 | 0 | 0 | 0 | 0 | 0 | 0.082215 | 0.027937
1992 | 306.5104 | 0 | 0.047892 | 0 | 0 | 0 | 0 | -0.12136 | -0.003991
1992 | 306.5208 | 0.03132 | 0 | 0 | 0 | 0 | 0 | 0.03915 | 0.015964
1992 | 306.5312 | 0 | 0 | 0 | 0 | 0 | 0 | 0.043065 | 0.035919
1992 | 306.5417 | 0 | 0 | 0 | 0 | 0 | 0 | 0.07047 | 0.027937
1992 | 306.5521 | 0 | 0 | 0 | 0 | 0 | 0 | -0.06264 | 0.027937
1992 | 306.5625 | 0 | 0 | 0 | 0 | 0 | 0 | 0.0783 | 0.015964
1992 | 306.5729 | 0 | 0 | 0 | 0 | 0 | 0 | 0 | 0
1992 | 306.5833 | 0 | 0 | 0 | 0 | 0 | 0 | -0.011745 | -0.003991
1992 | 306.5937 | 0 | 0 | 0 | 0 | 0 | 0 | 0.058725 | 0.067847
1992 | 306.6042 | 0 | 0.055874 | 0 | 0 | 0 | 0 | -0.04698 | 0.011973
1992 | 306.6146 | 0 | 0 | 0 | 0 | 0 | 0 | 0.07047 | 0.035919
1992 | 306.625 | 0 | 0 | 0 | 0 | 0 | 0 | 0.058725 | 0.067847
1992 | 306.6354 | 0 | 0 | 0 | 0 | 0 | 0 | 0.00783 | 0
1992 | 306.6458 | 0 | 0 | 0 | 0 | 0 | 0 | 0.050895 | 0.03991
1992 | 306.6562 | 0 | 0 | 0 | 0 | 0 | 0 | 0.058725 | 0.023946
1992 | 306.6667 | 0 | 0 | 0 | 0 | 0 | 0 | 0.058725 | 0.023946
1992 | 306.6771 | 0 | 0 | 0 | 0 | 0 | 0 | 0.003915 | 0.015964
1992 | 306.6875 | 0 | 0 | 0 | 0 | 0 | 0 | 0 | 0.015964
1992 | 306.6979 | 0 | 0 | 0 | 0 | 0 | 0 | 0.058725 | 0.031928
1992 | 306.7083 | 0 | 0 | 0 | 0 | 0 | 0 | 0.082215 | 0.035919
1992 | 306.7187 | 0 | 0 | 0 | 0 | 0 | 0 | 0.019575 | 0.015964
1992 | 306.7292 | 0 | 0 | 0 | 0 | 0 | 0 | 0.01566 | 0.027937
1992 | 306.7396 | 0 | 0 | 0 | 0 | 0 | 0 | 0.019575 | 0.003991
1992 | 306.75 | 0 | 0 | 0 | 0 | 0 | 0 | 0.01566 | 0.023946
1992 | 306.7604 | 0 | 0 | 0 | 0 | 0 | 0 | 0.019575 | 0.011973
1992 | 306.7708 | 0 | 0 | 0 | 0 | 0 | 0 | -0.003915 | 0.003991
1992 | 306.7812 | 0 | 0 | 0 | 0 | 0 | 0 | 0.00783 | 0.007982
1992 | 306.7917 | 0 | 0 | 0 | 0 | 0 | 0 | -0.003915 | 0.003991
1992 | 306.8021 | 0 | 0 | 0 | 0 | 0 | 0 | 0 | 0.003991
1992 | 306.8125 | 0 | 0 | 0 | 0 | 0 | 0 | 0 | 0.003991
1992 | 306.8229 | 0 | 0 | 0 | 0 | 0 | 0 | 0 | 0.003991
1992 | 306.8333 | 0.00783 | 0 | 0 | 0 | 0 | 0 | -0.003915 | 0.003991
1992 | 306.8437 | 0.00783 | 0 | 0 | 0 | 0 | 0 | 0.00783 | -0.003991
1992 | 306.8542 | 0 | 0 | 0 | 0 | 0 | 0 | 0.00783 | 0.007982
1992 | 306.8646 | 0 | 0 | 0 | 0 | 0 | 0 | -0.003915 | 0.003991
1992 | 306.875 | 0 | 0 | 0 | 0 | 0 | 0 | -0.003915 | -0.007982
1992 | 306.8854 | 0 | 0 | 0 | 0 | 0 | 0 | 0 | 0.007982
1992 | 306.8958 | 0.00783 | 0 | 0 | 0 | 0 | 0 | 0.003915 | -0.003991
1992 | 306.9062 | 0 | 0 | 0 | 0 | 0 | 0 | 0.003915 | 0.003991
1992 | 306.9167 | 0 | 0 | 0 | 0 | 0 | 0 | -0.003915 | 0.003991
1992 | 306.9271 | 0.01566 | 0 | 0 | 0 | 0 | 0 | -0.003915 | 0.003991
1992 | 306.9375 | 0 | 0 | 0 | 0 | 0 | 0 | 0.011745 | 0.003991
1992 | 306.9479 | 0 | 0 | 0 | 0 | 0 | 0 | 0 | -0.003991
1992 | 306.9583 | 0.01566 | 0 | 0 | 0 | 0 | 0 | 0.003915 | 0.007982
1992 | 306.9687 | 0 | 0 | 0 | 0 | 0 | 0 | 0.019575 | 0
1992 | 306.9792 | 0.02349 | 0 | 0 | 0 | 0 | 0 | 0.003915 | 0.003991
1992 | 306.9896 | 0.03132 | 0 | 0 | 0 | 0 | 0 | 0.02349 | 0.003991
1992 | 307 | 0 | 0 | 0 | 0 | 0 | 0 | -0.02349 | -0.003991
1992 | 307.0104 | 0 | 0 | 0 | 0 | 0 | 0 | -0.01566 | 0
1992 | 307.0208 | 0 | 0 | 0 | 0 | 0 | 0 | 0.04698 | 0.007982
1992 | 307.0312 | 0.00783 | 0 | 0 | 0 | 0 | 0 | -0.00783 | 0
1992 | 307.0417 | 0.01566 | 0 | 0 | 0 | 0 | 0 | 0.00783 | 0
1992 | 307.0521 | 0.03132 | 0 | 0 | 0 | 0 | 0 | 0 | 0.003991
1992 | 307.0625 | 0 | 0 | 0 | 0 | 0 | 0 | 0 | 0
1992 | 307.0729 | 0.03915 | 0 | 0 | 0 | 0 | 0 | 0 | -0.003991
1992 | 307.0833 | 0.02349 | 0 | 0 | 0 | 0 | 0 | 0 | -0.003991
1992 | 307.0937 | 0.0783 | 0 | 0 | 0 | 0 | 0 | -0.00783 | 0.007982
1992 | 307.1042 | 0 | 0.023946 | 0 | 0 | 0 | 0 | 0.019575 | -0.003991
1992 | 307.1146 | 0 | 0 | 0 | 0 | 0 | 0 | 0.02349 | 0.011973
1992 | 307.125 | 0 | 0 | 0 | 0 | 0 | 0 | 0.035235 | 0.007982
1992 | 307.1354 | 0 | 0 | 0 | 0 | 0 | 0 | -0.035235 | -0.003991
1992 | 307.1458 | 0 | 0 | 0 | 0 | 0 | 0 | 0.035235 | 0.019955
1992 | 307.1562 | 0 | 0 | 0 | 0 | 0 | 0 | 0.058725 | 0.015964
1992 | 307.1667 | 0 | 0 | 0 | 0 | 0 | 0 | -0.01566 | 0.003991
1992 | 307.1771 | 0 | 0 | 0 | 0 | 0 | 0 | -0.003915 | 0.003991
1992 | 307.1875 | 0 | 0 | 0 | 0 | 0 | 0 | -0.003915 | 0
1992 | 307.1979 | 0.04698 | 0 | 0 | 0 | 0 | 0 | -0.01566 | -0.003991
1992 | 307.2083 | 0 | 0 | 0 | 0 | 0 | 0 | -0.00783 | 0.003991
1992 | 307.2188 | 0 | 0 | 0 | 0 | 0 | 0 | 0.003915 | 0.003991
1992 | 307.2292 | 0 | 0 | 0 | 0 | 0 | 0 | 0.019575 | 0
1992 | 307.2396 | 0 | 0 | 0 | 0 | 0 | 0 | 0.011745 | 0
1992 | 307.25 | 0 | 0 | 0 | 0 | 0 | 0 | 0.011745 | 0.003991
1992 | 307.2604 | 0 | 0 | 0 | 0 | 0 | 0 | -0.011745 | 0
1992 | 307.2708 | 0.01566 | 0 | 0 | 0 | 0 | 0 | 0.003915 | 0
1992 | 307.2813 | 0 | 0 | 0 | 0 | 0 | 0 | -0.01566 | -0.003991
1992 | 307.2917 | 0 | 0 | 0 | 0 | 0 | 0 | 0.043065 | 0.015964
1992 | 307.3021 | 0 | 0 | 0 | 0 | 0 | 0 | -0.003915 | -0.003991
1992 | 307.3125 | 0 | 0 | 0 | 0 | 0 | 0 | -0.02349 | -0.003991
1992 | 307.3229 | 0.04698 | 0 | 0 | 0 | 0 | 0 | -0.003915 | 0.003991
1992 | 307.3333 | 0 | 0 | 0 | 0 | 0 | 0 | 0 | -0.007982
1992 | 307.3438 | 0 | 0 | 0 | 0 | 0 | 0 | 0.003915 | -0.003991
1992 | 307.3542 | 0.06264 | 0 | 0 | 0 | 0 | 0 | -0.003915 | 0
1992 | 307.3646 | 0 | 0.007982 | 0 | 0 | 0 | 0 | 0.00783 | 0
1992 | 307.375 | 0 | 0 | 0 | 0 | 0 | 0 | 0.06264 | 0.003991
1992 | 307.3854 | 0 | 0.007982 | 0 | 0 | 0 | 0 | -0.03132 | -0.003991
1992 | 307.3958 | 0 | 0.015964 | 0 | 0 | 0 | 0 | 0.03132 | 0.003991
1992 | 307.4063 | 0 | 0 | 0 | 0 | 0 | 0 | 0.003915 | -0.003991
1992 | 307.4167 | 0 | 0.031928 | 0 | 0 | 0 | 0 | -0.043065 | 0
1992 | 307.4271 | 0 | 0.007982 | 0 | 0 | 0 | 0 | 0.01566 | -0.003991
1992 | 307.4375 | 0 | 0 | 0 | 0 | 0 | 0 | 0.035235 | 0.003991
1992 | 307.4479 | 0 | 0.023946 | 0 | 0 | 0 | 0 | -0.035235 | -0.003991
1992 | 307.4583 | 0 | 0 | 0 | 0 | 0 | 0 | 0.02349 | -0.015964
1992 | 307.4688 | 0 | 0 | 0 | 0 | 0 | 0 | -0.01566 | -0.003991
1992 | 307.4792 | 0 | 0 | 0 | 0 | 0 | 0 | 0.0783 | 0
1992 | 307.4896 | 0 | 0 | 0 | 0 | 0 | 0 | 0.02349 | 0.015964
1992 | 307.5 | 0 | 0 | 0 | 0 | 0 | 0 | 0.05481 | 0.011973
1992 | 307.5104 | 0 | 0 | 0 | 0 | 0 | 0 | -0.08613 | -0.015964
1992 | 307.5208 | 0 | 0 | 0 | 0 | 0 | 0 | 0.06264 | 0.023946
1992 | 307.5313 | 0 | 0 | 0 | 0 | 0 | 0 | -0.03132 | 0.031928
1992 | 307.5417 | 0 | 0 | 0 | 0 | 0 | 0 | 0.003915 | 0.027937
1992 | 307.5521 | 0 | 0 | 0 | 0 | 0 | 0 | -0.035235 | -0.007982
1992 | 307.5625 | 0 | 0 | 0 | 0 | 0 | 0 | -0.04698 | 0.011973
1992 | 307.5729 | 0 | 0 | 0 | 0 | 0 | 0 | 0.035235 | -0.007982
1992 | 307.5833 | 0 | 0 | 0 | 0 | 0 | 0 | 0.090045 | 0.011973
1992 | 307.5938 | 0 | 0 | 0 | 0 | 0 | 0 | -0.074385 | -0.003991
1992 | 307.6042 | 0 | 0 | 0 | 0 | 0 | 0 | 0.050895 | 0.023946
1992 | 307.6146 | 0 | 0 | 0 | 0 | 0 | 0 | -0.05481 | 0.003991
1992 | 307.625 | 0 | 0 | 0 | 0 | 0 | 0 | 0.027405 | 0.027937
1992 | 307.6354 | 0 | 0 | 0 | 0 | 0 | 0 | 0.003915 | -0.003991
1992 | 307.6458 | 0 | 0 | 0 | 0 | 0 | 0 | 0.003915 | 0.011973
1992 | 307.6563 | 0 | 0 | 0 | 0 | 0 | 0 | 0.05481 | 0.003991
1992 | 307.6667 | 0 | 0 | 0 | 0 | 0 | 0 | 0.05481 | 0.035919
1992 | 307.6771 | 0 | 0 | 0 | 0 | 0 | 0 | 0.02349 | 0.023946
1992 | 307.6875 | 0 | 0 | 0 | 0 | 0 | 0 | 0.06264 | 0.011973
1992 | 307.6979 | 0 | 0 | 0 | 0 | 0 | 0 | 0.04698 | 0.007982
1992 | 307.7083 | 0 | 0 | 0 | 0 | 0 | 0 | 0.01566 | 0.007982
1992 | 307.7188 | 0 | 0 | 0 | 0 | 0 | 0 | 0.01566 | 0.015964
1992 | 307.7292 | 0 | 0 | 0 | 0 | 0 | 0 | 1.1369e-13 | 0
1992 | 307.7396 | 0.02349 | 0 | 0 | 0 | 0 | 0 | -0.035235 | -0.023946
1992 | 307.75 | 0 | 0 | 0 | 0 | 0 | 0 | 0.01566 | 0.027937
1992 | 307.7604 | 0 | 0 | 0 | 0 | 0 | 0 | -0.03132 | -0.007982
1992 | 307.7708 | 0 | 0 | 0 | 0 | 0 | 0 | 0.035235 | 0.031928
1992 | 307.7813 | 0 | 0 | 0 | 0 | 0 | 0 | -0.019575 | 0.003991
1992 | 307.7917 | 0 | 0 | 0 | 0 | 0 | 0 | 0.019575 | 0.003991
1992 | 307.8021 | 0 | 0 | 0 | 0 | 0 | 0 | 0.02349 | 0.015964
1992 | 307.8125 | 0.02349 | 0 | 0 | 0 | 0 | 0 | -0.011745 | -0.015964
1992 | 307.8229 | 0 | 0 | 0 | 0 | 0 | 0 | 0.01566 | 0.007982
1992 | 307.8333 | 0 | 0 | 0 | 0 | 0 | 0 | 0.011745 | 0.003991
1992 | 307.8438 | 0 | 0 | 0 | 0 | 0 | 0 | 0.00783 | 0.007982
1992 | 307.8542 | 0 | 0 | 0 | 0.015964 | 0 | 0 | 0.003915 | 0.007982
1992 | 307.8646 | 0 | 0 | 0.09396 | 0 | 0 | 0 | -0.01566 | 0
1992 | 307.875 | 0 | 0 | 0 | 0.023946 | 0 | 0 | 0.07047 | 0
1992 | 307.8854 | 0 | 0 | 0 | 0.031928 | 0 | 0 | -0.03132 | 0
1992 | 307.8958 | 0 | 0 | 0.40716 | 0.35121 | 0 | 0 | -1.1369e-13 | 1.1369e-13
1992 | 307.9063 | 0 | 0 | 0.2349 | 0.13569 | 0 | 0 | -1.1369e-13 | 0
1992 | 307.9167 | 0 | 0 | 0.0783 | 0.095784 | 0 | 0 | 1.1369e-13 | -5.6843e-14
1992 | 307.9271 | 0 | 0 | 0.68121 | 0.66251 | 0 | 0 | 1.1369e-13 | 0
1992 | 307.9375 | 0 | 0 | 0.03132 | 0.11175 | 0 | 0 | 0.04698 | 0.011973
1992 | 307.9479 | 0 | 0 | 0.16443 | 0 | 0 | 0 | -0.01566 | 0
1992 | 307.9583 | 0 | 0 | 0 | 0 | 0 | 0 | 0.18792 | 0.087802
1992 | 307.9688 | 0 | 0 | 0 | 0 | 0 | 0 | -0.11745 | -0.027937
1992 | 307.9792 | 0 | 0 | 0 | 0 | 0 | 0 | 0.10962 | 0.047892
1992 | 307.9896 | 0 | 0 | 0 | 0 | 0 | 0 | 0.04698 | 0.043901
1992 | 308 | 0 | 0 | 0 | 0 | 0 | 0 | -0.027405 | -0.007982
1992 | 308.0104 | 0.02349 | 0 | 0 | 0.03991 | 0 | 0 | -0.003915 | 0.007982
1992 | 308.0208 | 0.02349 | 0 | 0 | 0 | 0 | 0 | -0.043065 | 0.031928
1992 | 308.0313 | 0 | 0 | 0 | 0 | 0 | 0 | 0.003915 | 0.023946
1992 | 308.0417 | 0 | 0 | 0 | 0 | 0 | 0 | 0.10179 | 0.059865
1992 | 308.0521 | 0 | 0 | 0 | 0 | 0 | 0 | 0.04698 | 0.031928
1992 | 308.0625 | 0 | 0 | 0 | 0 | 0 | 0 | 0.035235 | 0.035919
1992 | 308.0729 | 0 | 0 | 0 | 0 | 0 | 0 | -0.019575 | 0.047892
1992 | 308.0833 | 0 | 0 | 0 | 0 | 0 | 0 | 0.01566 | 0
1992 | 308.0938 | 0 | 0 | 0 | 0 | 0 | 0 | 0.02349 | 0.031928
1992 | 308.1042 | 0 | 0 | 0 | 0 | 0 | 0 | 0.019575 | 0.007982
1992 | 308.1146 | 0 | 0 | 0 | 0 | 0 | 0 | -0.011745 | -0.015964
1992 | 308.125 | 0 | 0 | 0.04698 | 0.03991 | 0 | 0 | 1.1369e-13 | -0.011973
1992 | 308.1354 | 0 | 0 | 0.10179 | 0.055874 | 0 | 0 | 0.003915 | 5.6843e-14
1992 | 308.1458 | 0 | 0 | 0.08613 | 0.055874 | 0 | 0 | 0.003915 | 0
1992 | 308.1563 | 0 | 0 | 0.07047 | 0.12771 | 0 | 0 | 0.00783 | 5.6843e-14
1992 | 308.1667 | 0 | 0 | 0.16443 | 0.16762 | 0 | 0 | 0 | 0
1992 | 308.1771 | 0 | 0 | 0.14094 | 0.15166 | 0 | 0 | 0 | 0
1992 | 308.1875 | 0 | 0 | 0.1566 | 0.18359 | 0 | 0 | 0 | 0
1992 | 308.1979 | 0 | 0 | 0.06264 | 0.063856 | 0 | 0 | 1.1369e-13 | 0
1992 | 308.2083 | 0 | 0 | 0 | 0.023946 | 0 | 0 | 0.00783 | 0
1992 | 308.2188 | 0 | 0 | 0.01566 | 0 | 0 | 0 | 1.1369e-13 | 0
1992 | 308.2292 | 0 | 0 | 0 | 0 | 0 | 0 | 0.003915 | 0.011973
1992 | 308.2396 | 0 | 0 | 0 | 0 | 0 | 0 | -0.01566 | 0
1992 | 308.25 | 0 | 0 | 0.05481 | 0 | 0 | 0 | 0.00783 | -0.023946
1992 | 308.2604 | 0 | 0 | 0 | 0 | 0 | 0 | 0 | 0.011973
1992 | 308.2708 | 0 | 0 | 0 | 0 | 0 | 0 | -0.011745 | 0.011973
1992 | 308.2813 | 0 | 0 | 0 | 0 | 0 | 0 | 0.050895 | 0.011973
1992 | 308.2917 | 0 | 0 | 0 | 0 | 0 | 0 | -0.03132 | 0.007982
1992 | 308.3021 | 0 | 0 | 0 | 0 | 0 | 0 | 0.035235 | 0.023946
1992 | 308.3125 | 0 | 0 | 0 | 0 | 0 | 0 | 0.011745 | 0.011973
1992 | 308.3229 | 0 | 0 | 0 | 0 | 0 | 0 | 0.019575 | 0.035919
1992 | 308.3333 | 0 | 0 | 0 | 0 | 0 | 0 | -0.035235 | 0
1992 | 308.3438 | 0 | 0 | 0 | 0 | 0 | 0 | 0.043065 | 0.015964
1992 | 308.3542 | 0 | 0 | 0 | 0 | 0 | 0 | -0.01566 | 0.043901
1992 | 308.3646 | 0 | 0 | 0 | 0 | 0 | 0 | 0.050895 | 0.043901
1992 | 308.375 | 0 | 0 | 0 | 0 | 0 | 0 | -0.00783 | 0.031928
1992 | 308.3854 | 0 | 0 | 0 | 0 | 0 | 0 | 0.027405 | 0.03991
1992 | 308.3958 | 0 | 0 | 0 | 0 | 0 | 0 | 0.0783 | 0.019955
1992 | 308.4063 | 0 | 0 | 0 | 0 | 0 | 0 | -0.027405 | 0.031928
1992 | 308.4167 | 0 | 0 | 0 | 0 | 0 | 0 | 0.10962 | 0.071838
1992 | 308.4271 | 0 | 0 | 0 | 0 | 0 | 0 | 0.06264 | 0.047892
1992 | 308.4375 | 0 | 0 | 0 | 0 | 0 | 0 | 0.06264 | 0.059865
1992 | 308.4479 | 0 | 0 | 0 | 0 | 0 | 0 | 0.050895 | 0.035919
1992 | 308.4583 | 0 | 0 | 0 | 0 | 0 | 0 | 0.082215 | 0.051883
1992 | 308.4688 | 0 | 0 | 0 | 0 | 0 | 0 | 0.035235 | 0.055874
1992 | 308.4792 | 0 | 0 | 0 | 0 | 0 | 0 | 0.05481 | 0.003991
1992 | 308.4896 | 0 | 0 | 0 | 0 | 0 | 0 | 0.027405 | 0.003991
1992 | 308.5 | 0 | 0 | 0 | 0 | 0 | 0 | 0.050895 | 0.055874
1992 | 308.5104 | 0 | 0 | 0 | 0 | 0 | 0 | 0.10179 | -0.003991
1992 | 308.5208 | 0 | 0 | 0 | 0 | 0 | 0 | 0.066555 | 0.07982
1992 | 308.5313 | 0 | 0 | 0 | 0 | 0 | 0 | 0.05481 | 0.031928
1992 | 308.5417 | 0 | 0 | 0 | 0 | 0 | 0 | 0.058725 | 0.087802
1992 | 308.5521 | 0 | 0 | 0 | 0 | 0 | 0 | 0.02349 | -0.023946
1992 | 308.5625 | 0 | 0 | 0 | 0 | 0 | 0 | -0.01566 | 0.023946
1992 | 308.5729 | 0 | 0 | 0 | 0 | 0 | 0 | 0.04698 | 0.007982
1992 | 308.5833 | 0 | 0 | 0 | 0 | 0 | 0 | 0.050895 | 0.031928
1992 | 308.5938 | 0 | 0 | 0 | 0 | 0 | 0 | 0.050895 | 0.019955
1992 | 308.6042 | 0 | 0 | 0 | 0 | 0 | 0 | -0.00783 | 0.019955
1992 | 308.6146 | 0 | 0 | 0 | 0 | 0 | 0 | 0.03132 | 0.059865
1992 | 308.625 | 0 | 0 | 0 | 0 | 0 | 0 | 0.03915 | -0.019955
1992 | 308.6354 | 0 | 0 | 0 | 0 | 0 | 0 | 0.05481 | 0.051883
1992 | 308.6458 | 0 | 0 | 0 | 0 | 0 | 0 | 0.03915 | 0.031928
1992 | 308.6563 | 0 | 0 | 0 | 0 | 0 | 0 | -1.1369e-13 | -0.03991
1992 | 308.6667 | 0 | 0 | 0 | 0 | 0 | 0 | -0.019575 | 0.067847
1992 | 308.6771 | 0 | 0 | 0 | 0 | 0 | 0 | 0.01566 | -0.011973
1992 | 308.6875 | 0 | 0 | 0 | 0 | 0 | 0 | 0.03132 | 0.035919
1992 | 308.6979 | 0 | 0 | 0 | 0 | 0 | 0 | 0.07047 | 0.043901
1992 | 308.7083 | 0 | 0 | 0 | 0 | 0 | 0 | 0.04698 | 0.031928
1992 | 308.7188 | 0 | 0 | 0 | 0 | 0 | 0 | -0.011745 | 0.007982
1992 | 308.7292 | 0 | 0 | 0 | 0 | 0 | 0 | -0.019575 | -0.027937
1992 | 308.7396 | 0 | 0 | 0 | 0 | 0 | 0 | 0.02349 | 0.027937
1992 | 308.75 | 0 | 0 | 0 | 0 | 0 | 0 | 0.07047 | 0.03991
1992 | 308.7604 | 0 | 0 | 0 | 0 | 0 | 0 | 0.035235 | 0.019955
1992 | 308.7708 | 0 | 0 | 0 | 0 | 0 | 0 | -0.003915 | 0.015964
1992 | 308.7813 | 0 | 0 | 0 | 0 | 0 | 0 | -0.04698 | -0.003991
1992 | 308.7917 | 0 | 0 | 0 | 0 | 0 | 0 | 0.02349 | 0.023946
1992 | 308.8021 | 0 | 0 | 0 | 0 | 0 | 0 | 0 | 0.007982
1992 | 308.8125 | 0 | 0 | 0 | 0 | 0 | 0 | 0.019575 | 0.007982
1992 | 308.8229 | 0 | 0 | 0 | 0 | 0 | 0 | 0.01566 | 0.007982
1992 | 308.8333 | 0 | 0 | 0 | 0 | 0 | 0 | -0.003915 | 0.007982
1992 | 308.8438 | 0 | 0 | 0 | 0 | 0 | 0 | 0.027405 | 0.023946
1992 | 308.8542 | 0 | 0 | 0 | 0 | 0 | 0 | 0.027405 | 0.011973
1992 | 308.8646 | 0 | 0 | 0 | 0 | 0 | 0 | 0.019575 | 0
1992 | 308.875 | 0 | 0 | 0 | 0 | 0 | 0 | 0.00783 | 0.011973
1992 | 308.8854 | 0 | 0 | 0 | 0 | 0 | 0 | -0.035235 | -0.015964
1992 | 308.8958 | 0 | 0 | 0 | 0 | 0 | 0 | -0.003915 | 0.007982
1992 | 308.9063 | 0 | 0 | 0 | 0 | 0 | 0 | 0.02349 | 0.015964
1992 | 308.9167 | 0 | 0 | 0 | 0 | 0 | 0 | 0 | 0
1992 | 308.9271 | 0.01566 | 0 | 0 | 0 | 0 | 0 | 1.1369e-13 | -0.007982
1992 | 308.9375 | 0.04698 | 0 | 0 | 0 | 0 | 0 | -0.003915 | -0.007982
1992 | 308.9479 | 0 | 0 | 0 | 0 | 0 | 0 | 0.003915 | 0.007982
1992 | 308.9583 | 0 | 0 | 0 | 0 | 0 | 0 | 0.043065 | 0.015964
1992 | 308.9688 | 0 | 0 | 0 | 0 | 0 | 0 | 0.019575 | 0.015964
1992 | 308.9792 | 0 | 0 | 0 | 0 | 0 | 0 | -0.011745 | -0.003991
1992 | 308.9896 | 0 | 0 | 0 | 0 | 0 | 0 | 0.027405 | 0.007982
1992 | 309 | 0 | 0 | 0 | 0 | 0 | 0 | -0.00783 | 0
1992 | 309.0104 | 0.02349 | 0 | 0 | 0 | 0 | 0 | 1.1369e-13 | -0.011973
1992 | 309.0208 | 0 | 0 | 0 | 0 | 0 | 0 | 0.003915 | 0
1992 | 309.0313 | 0 | 0 | 0 | 0 | 0 | 0 | -0.011745 | -0.003991
1992 | 309.0417 | 0.03132 | 0 | 0 | 0 | 0 | 0 | -0.003915 | -0.003991
1992 | 309.0521 | 0 | 0 | 0 | 0 | 0 | 0 | 0.03915 | 0.019955
1992 | 309.0625 | 0 | 0 | 0 | 0 | 0 | 0 | -0.00783 | -0.007982
1992 | 309.0729 | 0 | 0 | 0 | 0 | 0 | 0 | -0.011745 | 0
1992 | 309.0833 | 0.03132 | 0 | 0 | 0 | 0 | 0 | 1.1369e-13 | 0
1992 | 309.0938 | 0 | 0 | 0 | 0 | 0 | 0 | 0.003915 | -0.007982
1992 | 309.1042 | 0 | 0 | 0 | 0 | 0 | 0 | 0.003915 | 0.011973
1992 | 309.1146 | 0 | 0 | 0 | 0 | 0 | 0 | -0.011745 | -0.003991
1992 | 309.125 | 0 | 0 | 0 | 0 | 0 | 0 | 0.00783 | 0.011973
1992 | 309.1354 | 0 | 0 | 0 | 0 | 0 | 0 | 0.00783 | 0
1992 | 309.1458 | 0 | 0 | 0 | 0 | 0 | 0 | -0.011745 | 0.003991
1992 | 309.1563 | 0 | 0 | 0 | 0 | 0 | 0 | 0.019575 | 0.007982
1992 | 309.1667 | 0 | 0 | 0 | 0 | 0 | 0 | 0 | 0.011973
1992 | 309.1771 | 0 | 0 | 0 | 0 | 0 | 0 | 0.011745 | 0.003991
1992 | 309.1875 | 0 | 0 | 0 | 0 | 0 | 0 | 0.011745 | -0.007982
1992 | 309.1979 | 0 | 0 | 0 | 0 | 0 | 0 | 0.003915 | 0.011973
1992 | 309.2083 | 0 | 0 | 0 | 0 | 0 | 0 | -0.011745 | 0
1992 | 309.2188 | 0.01566 | 0 | 0 | 0 | 0 | 0 | 0 | -0.007982
1992 | 309.2292 | 0 | 0 | 0 | 0 | 0 | 0 | 0.003915 | 0
1992 | 309.2396 | 0.01566 | 0 | 0 | 0 | 0 | 0 | 0.011745 | 0.003991
1992 | 309.25 | 0 | 0 | 0 | 0 | 0 | 0 | -0.003915 | 0
1992 | 309.2604 | 0 | 0 | 0 | 0 | 0 | 0 | 0.00783 | 0.007982
1992 | 309.2708 | 0 | 0 | 0 | 0 | 0 | 0 | -0.00783 | -0.003991
1992 | 309.2813 | 0.01566 | 0 | 0 | 0 | 0 | 0 | -0.003915 | 0.003991
1992 | 309.2917 | 0 | 0 | 0 | 0 | 0 | 0 | 0.011745 | 0.003991
1992 | 309.3021 | 0 | 0 | 0 | 0 | 0 | 0 | -0.003915 | 0
1992 | 309.3125 | 0 | 0 | 0 | 0 | 0 | 0 | 0 | 0
1992 | 309.3229 | 0 | 0 | 0 | 0 | 0 | 0 | 0.003915 | -0.003991
1992 | 309.3333 | 0 | 0 | 0 | 0 | 0 | 0 | -0.027405 | 0
1992 | 309.3438 | 0 | 0.015964 | 0 | 0 | 0 | 0 | 0 | 0.007982
1992 | 309.3542 | 0 | 0 | 0 | 0 | 0 | 0 | 0 | 0.003991
1992 | 309.3646 | 0 | 0 | 0 | 0 | 0 | 0 | 0.027405 | 0.007982
1992 | 309.375 | 0 | 0 | 0 | 0 | 0 | 0 | 0.01566 | 0.003991
1992 | 309.3854 | 0 | 0 | 0 | 0 | 0 | 0 | 0.003915 | -0.007982
1992 | 309.3958 | 0 | 0 | 0 | 0 | 0 | 0 | 0.003915 | 0.003991
1992 | 309.4063 | 0 | 0 | 0 | 0 | 0 | 0 | 0.00783 | 0.007982
1992 | 309.4167 | 0 | 0 | 0 | 0 | 0 | 0 | 0.035235 | 0
1992 | 309.4271 | 0 | 0 | 0 | 0 | 0 | 0 | -0.01566 | 0.003991
1992 | 309.4375 | 0 | 0 | 0 | 0 | 0 | 0 | 0.003915 | -0.015964
1992 | 309.4479 | 0 | 0 | 0 | 0 | 0 | 0 | 0.011745 | -0.007982
1992 | 309.4583 | 0 | 0 | 0 | 0 | 0 | 0 | -0.00783 | -0.011973
1992 | 309.4688 | 0 | 0 | 0 | 0 | 0 | 0 | 0.050895 | 0.007982
1992 | 309.4792 | 0 | 0 | 0 | 0 | 0 | 0 | 0.03132 | -0.011973
1992 | 309.4896 | 0 | 0 | 0 | 0 | 0 | 0 | -0.00783 | 0.043901
1992 | 309.5 | 0 | 0 | 0 | 0 | 0 | 0 | 0.074385 | -0.003991
1992 | 309.5104 | 0 | 0 | 0 | 0 | 0 | 0 | -0.027405 | 0
1992 | 309.5208 | 0 | 0 | 0 | 0 | 0 | 0 | 0.06264 | 0.023946
1992 | 309.5313 | 0 | 0 | 0 | 0 | 0 | 0 | -0.019575 | 0.007982
1992 | 309.5417 | 0 | 0 | 0 | 0 | 0 | 0 | 0.03915 | 0.015964
1992 | 309.5521 | 0 | 0 | 0 | 0 | 0 | 0 | 0.043065 | 0.027937
1992 | 309.5625 | 0 | 0 | 0 | 0 | 0 | 0 | -0.066555 | -0.03991
1992 | 309.5729 | 0 | 0 | 0 | 0 | 0 | 0 | 0.04698 | 0.027937
1992 | 309.5833 | 0 | 0 | 0 | 0 | 0 | 0 | 0.03915 | 0.027937
1992 | 309.5938 | 0 | 0 | 0 | 0 | 0 | 0 | -0.03132 | -0.003991
1992 | 309.6042 | 0 | 0 | 0 | 0 | 0 | 0 | 0.027405 | 0.015964
1992 | 309.6146 | 0 | 0 | 0 | 0 | 0 | 0 | 0.003915 | 0.003991
1992 | 309.625 | 0 | 0 | 0 | 0 | 0 | 0 | 0.043065 | 0.03991
1992 | 309.6354 | 0 | 0 | 0 | 0 | 0 | 0 | 0.03132 | -0.003991
1992 | 309.6458 | 0 | 0 | 0 | 0 | 0 | 0 | 0.02349 | 0.031928
1992 | 309.6563 | 0 | 0 | 0 | 0 | 0 | 0 | 0.00783 | 0.027937
1992 | 309.6667 | 0 | 0 | 0 | 0 | 0 | 0 | 0.027405 | 0.011973
1992 | 309.6771 | 0 | 0 | 0 | 0 | 0 | 0 | 0.011745 | 0.007982
1992 | 309.6875 | 0 | 0 | 0 | 0 | 0 | 0 | -0.019575 | -0.003991
1992 | 309.6979 | 0 | 0 | 0 | 0 | 0 | 0 | 0.04698 | 0.031928
1992 | 309.7083 | 0 | 0 | 0 | 0 | 0 | 0 | 0.011745 | 0.011973
1992 | 309.7188 | 0 | 0 | 0 | 0 | 0 | 0 | -0.003915 | 0.007982
1992 | 309.7292 | 0 | 0 | 0 | 0 | 0 | 0 | 0.011745 | 0.019955
1992 | 309.7396 | 0 | 0 | 0 | 0 | 0 | 0 | 0.019575 | 0.003991
1992 | 309.75 | 0 | 0 | 0 | 0 | 0 | 0 | 0 | 0.007982
1992 | 309.7604 | 0 | 0 | 0 | 0 | 0 | 0 | 0.003915 | 0.007982
1992 | 309.7708 | 0 | 0 | 0 | 0 | 0 | 0 | 0.00783 | 0.007982
1992 | 309.7813 | 0 | 0 | 0 | 0 | 0 | 0 | -0.00783 | 0
1992 | 309.7917 | 0 | 0 | 0 | 0 | 0 | 0 | 0.003915 | 0.015964
1992 | 309.8021 | 0 | 0 | 0 | 0 | 0 | 0 | -0.003915 | 0
1992 | 309.8125 | 0 | 0 | 0 | 0 | 0 | 0 | 0.00783 | -0.003991
1992 | 309.8229 | 0 | 0 | 0 | 0 | 0 | 0 | 0 | 0.007982
1992 | 309.8333 | 0 | 0 | 0 | 0 | 0 | 0 | 0 | 0.003991
1992 | 309.8438 | 0 | 0 | 0 | 0 | 0 | 0 | 0.003915 | 0.003991
1992 | 309.8542 | 0 | 0 | 0 | 0 | 0 | 0 | 0 | 0
1992 | 309.8646 | 0 | 0 | 0 | 0 | 0 | 0 | 0 | -0.003991
1992 | 309.875 | 0 | 0 | 0 | 0 | 0 | 0 | 0 | 0
1992 | 309.8854 | 0 | 0 | 0 | 0 | 0 | 0 | -0.003915 | 0.007982
1992 | 309.8958 | 0 | 0 | 0 | 0 | 0 | 0 | 0.003915 | 0.003991
1992 | 309.9063 | 0 | 0 | 0 | 0 | 0 | 0 | -0.003915 | 0.011973
1992 | 309.9167 | 0 | 0 | 0 | 0 | 0 | 0 | 0 | 0
1992 | 309.9271 | 0 | 0 | 0 | 0 | 0 | 0 | 0.003915 | -0.003991
1992 | 309.9375 | 0 | 0 | 0 | 0 | 0 | 0 | 0 | 0.011973
1992 | 309.9479 | 0 | 0 | 0 | 0 | 0 | 0 | 0 | -0.007982
1992 | 309.9583 | 0 | 0 | 0 | 0 | 0 | 0 | -0.00783 | 0.003991
1992 | 309.9688 | 0 | 0 | 0 | 0 | 0 | 0 | -0.003915 | 0
1992 | 309.9792 | 0 | 0 | 0 | 0 | 0 | 0 | 0.003915 | 0.007982
1992 | 309.9896 | 0.00783 | 0 | 0 | 0 | 0 | 0 | -0.003915 | 0
1992 | 310 | 0 | 0 | 0 | 0 | 0 | 0 | 0.00783 | 0
1992 | 310.0104 | 0 | 0 | 0 | 0 | 0 | 0 | 0 | -0.007982
1992 | 310.0208 | 0.01566 | 0 | 0 | 0 | 0 | 0 | 0 | 0.007982
1992 | 310.0313 | 0.00783 | 0 | 0 | 0 | 0 | 0 | 0.003915 | 0.007982
1992 | 310.0417 | 0 | 0 | 0 | 0 | 0 | 0 | 0.01566 | 0
1992 | 310.0521 | 0 | 0 | 0 | 0 | 0 | 0 | 0 | 0
1992 | 310.0625 | 0 | 0 | 0 | 0 | 0 | 0 | -0.003915 | 0.003991
1992 | 310.0729 | 0.03132 | 0 | 0 | 0 | 0 | 0 | 0 | 0.003991
1992 | 310.0833 | 0.00783 | 0 | 0 | 0 | 0 | 0 | 0 | 0.007982
1992 | 310.0938 | 0.02349 | 0 | 0 | 0 | 0 | 0 | 0 | 0.003991
1992 | 310.1042 | 0.03132 | 0 | 0 | 0 | 0 | 0 | 1.1369e-13 | 0.011973
1992 | 310.1146 | 0.01566 | 0 | 0 | 0 | 0 | 0 | 0.019575 | 0.007982
1992 | 310.125 | 0 | 0 | 0 | 0 | 0 | 0 | 0.035235 | 0
1992 | 310.1354 | 0 | 0 | 0 | 0 | 0 | 0 | -0.003915 | 0.003991
1992 | 310.1458 | 0.00783 | 0 | 0 | 0 | 0 | 0 | -0.04698 | 0.003991
1992 | 310.1563 | 0 | 0 | 0 | 0 | 0 | 0 | 0 | 0.007982
1992 | 310.1667 | 0 | 0 | 0 | 0 | 0 | 0 | 0.00783 | -5.6843e-14
1992 | 310.1771 | 0 | 0 | 0 | 0 | 0 | 0 | 0.01566 | 0
1992 | 310.1875 | 0 | 0 | 0 | 0 | 0 | 0 | -0.01566 | 0.007982
1992 | 310.1979 | 0 | 0 | 0 | 0 | 0 | 0 | 0.00783 | 0.007982
1992 | 310.2083 | 0 | 0 | 0 | 0 | 0 | 0 | 0.00783 | -0.007982
1992 | 310.2188 | 0 | 0 | 0 | 0 | 0 | 0 | 0.035235 | 0.003991
1992 | 310.2292 | 0 | 0 | 0 | 0 | 0 | 0 | 0.003915 | -0.003991
1992 | 310.2396 | 0 | 0 | 0 | 0 | 0 | 0 | 0.00783 | 0
1992 | 310.25 | 0 | 0 | 0 | 0 | 0 | 0 | 0.011745 | 0
1992 | 310.2604 | 0.02349 | 0 | 0 | 0 | 0 | 0 | -0.00783 | 0
1992 | 310.2708 | 0.01566 | 0 | 0 | 0 | 0 | 0 | 1.1369e-13 | 0.007982
1992 | 310.2813 | 0.00783 | 0 | 0 | 0 | 0 | 0 | 0.00783 | -0.003991
1992 | 310.2917 | 0 | 0 | 0 | 0 | 0 | 0 | -0.00783 | 0.003991
1992 | 310.3021 | 0 | 0 | 0 | 0 | 0 | 0 | 0.00783 | 0
1992 | 310.3125 | 0 | 0 | 0 | 0 | 0 | 0 | 0.003915 | 0.003991
1992 | 310.3229 | 0.01566 | 0 | 0 | 0 | 0 | 0 | -0.00783 | 0
1992 | 310.3333 | 0.02349 | 0.015964 | 0 | 0 | 0 | 0 | 0.011745 | 0.003991
1992 | 310.3438 | 0.00783 | 0 | 0 | 0 | 0 | 0 | 1.1369e-13 | 0.007982
1992 | 310.3542 | 0 | 0 | 0 | 0 | 0 | 0 | 0.00783 | -0.007982
1992 | 310.3646 | 0 | 0 | 0 | 0 | 0 | 0 | -0.00783 | -0.003991
1992 | 310.375 | 0 | 0 | 0 | 0 | 0 | 0 | 0.003915 | 0
1992 | 310.3854 | 0.03915 | 0.007982 | 0 | 0 | 0 | 0 | 0.003915 | -0.003991
1992 | 310.3958 | 0.00783 | 0.015964 | 0 | 0 | 0 | 0 | -0.027405 | 0.003991
1992 | 310.4063 | 0 | 0.023946 | 0 | 0 | 0 | 0 | 0.019575 | 0.011973
1992 | 310.4167 | 0 | 0.007982 | 0 | 0 | 0 | 0 | 0.011745 | 0
1992 | 310.4271 | 0 | 0.015964 | 0 | 0 | 0 | 0 | 0.01566 | -5.6843e-14
1992 | 310.4375 | 0 | 0.007982 | 0 | 0 | 0 | 0 | 0.043065 | 5.6843e-14
1992 | 310.4479 | 0 | 0.007982 | 0 | 0 | 0 | 0 | 0.05481 | -0.003991
1992 | 310.4583 | 0 | 0 | 0 | 0 | 0 | 0 | 0.03132 | 0
1992 | 310.4688 | 0 | 0 | 0 | 0 | 0 | 0 | 0.00783 | -0.007982
1992 | 310.4792 | 0 | 0 | 0 | 0 | 0 | 0 | 0.00783 | 0.003991
1992 | 310.4896 | 0 | 0 | 0 | 0 | 0 | 0 | 0.02349 | -0.007982
1992 | 310.5 | 0 | 0 | 0 | 0 | 0 | 0 | 0.035235 | 0.019955
1992 | 310.5104 | 0 | 0 | 0 | 0 | 0 | 0 | 0.003915 | -0.015964
1992 | 310.5208 | 0 | 0 | 0 | 0 | 0 | 0 | 0.011745 | 0.003991
1992 | 310.5313 | 0 | 0 | 0 | 0 | 0 | 0 | 0.03132 | 0.011973
1992 | 310.5417 | 0 | 0 | 0 | 0 | 0 | 0 | -0.027405 | 0
1992 | 310.5521 | 0 | 0 | 0 | 0 | 0 | 0 | 0.019575 | 0.019955
1992 | 310.5625 | 0 | 0 | 0 | 0 | 0 | 0 | 0.043065 | 0.011973
1992 | 310.5729 | 0 | 0 | 0 | 0 | 0 | 0 | 0.01566 | 0.007982
1992 | 310.5833 | 0 | 0 | 0 | 0 | 0 | 0 | 0.019575 | 0.015964
1992 | 310.5938 | 0 | 0 | 0 | 0 | 0 | 0 | 0.011745 | 0.011973
1992 | 310.6042 | 0 | 0 | 0 | 0 | 0 | 0 | -0.011745 | 0.003991
1992 | 310.6146 | 0 | 0 | 0 | 0 | 0 | 0 | 0 | 0.011973
1992 | 310.625 | 0 | 0 | 0 | 0 | 0 | 0 | 0 | 0.019955
1992 | 310.6354 | 0 | 0 | 0 | 0 | 0 | 0 | 0.05481 | 0.011973
1992 | 310.6458 | 0 | 0 | 0 | 0 | 0 | 0 | -0.035235 | -0.003991
1992 | 310.6563 | 0 | 0 | 0 | 0 | 0 | 0 | -0.003915 | 0.003991
1992 | 310.6667 | 0 | 0 | 0 | 0 | 0 | 0 | -0.003915 | 0.015964
1992 | 310.6771 | 0 | 0 | 0 | 0 | 0 | 0 | 0.003915 | 0.015964
1992 | 310.6875 | 0 | 0 | 0 | 0 | 0 | 0 | 0.011745 | 0.011973
1992 | 310.6979 | 0 | 0 | 0 | 0 | 0 | 0 | -0.003915 | 0.007982
1992 | 310.7083 | 0 | 0 | 0 | 0 | 0 | 0 | 0.003915 | 0.011973
1992 | 310.7188 | 0 | 0 | 0 | 0 | 0 | 0 | 0 | 0.003991
1992 | 310.7292 | 0 | 0 | 0 | 0 | 0 | 0 | 0.00783 | 0.019955
1992 | 310.7396 | 0 | 0 | 0 | 0 | 0 | 0 | 0.019575 | 0.015964
1992 | 310.75 | 0 | 0 | 0 | 0 | 0 | 0 | 0 | 0.007982
1992 | 310.7604 | 0 | 0 | 0 | 0 | 0 | 0 | -0.019575 | 0.003991
1992 | 310.7708 | 0 | 0 | 0 | 0 | 0 | 0 | 0.003915 | 0.015964
1992 | 310.7813 | 0 | 0 | 0 | 0 | 0 | 0 | -0.011745 | 0
1992 | 310.7917 | 0 | 0 | 0 | 0 | 0 | 0 | 0.03132 | 0.007982
1992 | 310.8021 | 0 | 0 | 0 | 0 | 0 | 0 | -0.003915 | 0.007982
1992 | 310.8125 | 0 | 0 | 0 | 0 | 0 | 0 | 0.00783 | 0.007982
1992 | 310.8229 | 0 | 0 | 0 | 0 | 0 | 0 | 0.00783 | 0
1992 | 310.8333 | 0 | 0 | 0 | 0 | 0 | 0 | 0.00783 | 0.011973
1992 | 310.8438 | 0 | 0 | 0 | 0 | 0 | 0 | -0.00783 | 0.007982
1992 | 310.8542 | 0 | 0 | 0 | 0 | 0 | 0 | 0.011745 | 0.003991
1992 | 310.8646 | 0 | 0 | 0 | 0 | 0 | 0 | -0.003915 | 0.003991
1992 | 310.875 | 0 | 0 | 0 | 0 | 0 | 0 | 0.003915 | 0
1992 | 310.8854 | 0 | 0 | 0 | 0 | 0 | 0 | 0.00783 | 0.003991
1992 | 310.8958 | 0.01566 | 0 | 0 | 0 | 0 | 0 | 0 | 0.003991
1992 | 310.9063 | 0 | 0 | 0 | 0 | 0 | 0 | 0.00783 | 0.007982
1992 | 310.9167 | 0 | 0 | 0 | 0 | 0 | 0 | -0.003915 | 0
1992 | 310.9271 | 0 | 0 | 0 | 0 | 0 | 0 | -0.003915 | 0.011973
1992 | 310.9375 | 0 | 0 | 0 | 0 | 0 | 0 | 0 | 0
1992 | 310.9479 | 0.00783 | 0 | 0 | 0 | 0 | 0 | 0.01566 | 0.011973
1992 | 310.9583 | 0 | 0 | 0 | 0 | 0 | 0 | -0.01566 | -0.007982
1992 | 310.9688 | 0 | 0 | 0 | 0 | 0 | 0 | -0.003915 | 0.007982
1992 | 310.9792 | 0 | 0 | 0 | 0 | 0 | 0 | -0.003915 | -5.6843e-14
1992 | 310.9896 | 0 | 0 | 0 | 0 | 0 | 0 | 0.011745 | 0.007982
1992 | 311 | 0 | 0 | 0 | 0 | 0 | 0 | -0.003915 | 0.003991
1992 | 311.0104 | 0.00783 | 0 | 0 | 0 | 0 | 0 | 0 | 0.003991
1992 | 311.0208 | 0 | 0 | 0 | 0 | 0 | 0 | 0 | 0.003991
1992 | 311.0313 | 0 | 0 | 0 | 0 | 0 | 0 | 0.003915 | 0
1992 | 311.0417 | 0 | 0 | 0 | 0 | 0 | 0 | 0.00783 | 0.003991
1992 | 311.0521 | 0.01566 | 0 | 0 | 0 | 0 | 0 | 0 | 0
1992 | 311.0625 | 0 | 0 | 0 | 0 | 0 | 0 | 0 | 0
1992 | 311.0729 | 0 | 0 | 0 | 0 | 0 | 0 | 0.011745 | 0.003991
1992 | 311.0833 | 0 | 0 | 0 | 0 | 0 | 0 | -0.00783 | -0.003991
1992 | 311.0938 | 0 | 0 | 0 | 0 | 0 | 0 | -0.00783 | 0
1992 | 311.1042 | 0.00783 | 0 | 0 | 0 | 0 | 0 | -0.00783 | 0.003991
1992 | 311.1146 | 0 | 0 | 0 | 0 | 0 | 0 | 0.00783 | 0
1992 | 311.125 | 0 | 0 | 0 | 0 | 0 | 0 | 0 | 0
1992 | 311.1354 | 0 | 0 | 0 | 0 | 0 | 0 | 0 | 0.003991
1992 | 311.1458 | 0 | 0 | 0 | 0 | 0 | 0 | -0.00783 | -0.003991
1992 | 311.1563 | 0.03915 | 0 | 0 | 0 | 0 | 0 | 0 | -0.003991
1992 | 311.1667 | 0 | 0.007982 | 0 | 0 | 0 | 0 | 0 | 0.003991
1992 | 311.1771 | 0 | 0 | 0 | 0 | 0 | 0 | 0.003915 | 0.023946
1992 | 311.1875 | 0 | 0 | 0 | 0 | 0 | 0 | 0.003915 | -0.003991
1992 | 311.1979 | 0.02349 | 0 | 0 | 0 | 0 | 0 | 0.003915 | -0.015964
1992 | 311.2083 | 0 | 0 | 0 | 0 | 0 | 0 | 0.027405 | 0.015964
1992 | 311.2188 | 0.02349 | 0 | 0 | 0 | 0 | 0 | 0.011745 | 0
1992 | 311.2292 | 0 | 0 | 0 | 0 | 0 | 0 | 0.003915 | -0.007982
1992 | 311.2396 | 0 | 0 | 0 | 0 | 0 | 0 | -0.00783 | 0
1992 | 311.25 | 0 | 0 | 0 | 0 | 0 | 0 | -0.003915 | 0
1992 | 311.2604 | 0 | 0 | 0 | 0 | 0 | 0 | -0.003915 | 0
1992 | 311.2708 | 0 | 0 | 0 | 0 | 0 | 0 | 0.019575 | 0.007982
1992 | 311.2813 | 0 | 0 | 0 | 0 | 0 | 0 | 0.01566 | 0
1992 | 311.2917 | 0 | 0 | 0 | 0 | 0 | 0 | 0 | -0.003991
1992 | 311.3021 | 0 | 0 | 0 | 0 | 0 | 0 | -0.01566 | -0.003991
1992 | 311.3125 | 0.01566 | 0 | 0 | 0 | 0 | 0 | -0.003915 | -0.003991
1992 | 311.3229 | 0.01566 | 0.007982 | 0 | 0 | 0 | 0 | -0.00783 | -0.003991
1992 | 311.3333 | 0.10962 | 0.03991 | 0 | 0 | 0 | 0 | 0.019575 | 0.003991
1992 | 311.3438 | 0 | 0 | 0 | 0 | 0 | 0 | -0.003915 | 0.011973
1992 | 311.3542 | 0 | 0 | 0 | 0 | 0 | 0 | 0.01566 | 0.015964
1992 | 311.3646 | 0 | 0 | 0 | 0 | 0 | 0 | 0.027405 | -0.003991
1992 | 311.375 | 0 | 0 | 0 | 0 | 0 | 0 | 0.04698 | 0.007982
1992 | 311.3854 | 0 | 0 | 0 | 0 | 0 | 0 | 0.01566 | 0.015964
1992 | 311.3958 | 0 | 0 | 0 | 0 | 0 | 0 | 0.00783 | -0.019955
1992 | 311.4063 | 0 | 0.015964 | 0 | 0 | 0 | 0 | -0.01566 | -5.6843e-14
1992 | 311.4167 | 0 | 0.023946 | 0 | 0 | 0 | 0 | 0.003915 | 0.003991
1992 | 311.4271 | 0 | 0.007982 | 0 | 0 | 0 | 0 | 0.011745 | 0.003991
1992 | 311.4375 | 0 | 0.015964 | 0 | 0 | 0 | 0 | -0.00783 | 0
1992 | 311.4479 | 0 | 0.015964 | 0 | 0 | 0 | 0 | 0 | -0.003991
1992 | 311.4583 | 0 | 0 | 0 | 0 | 0 | 0 | 0.050895 | 0.003991
1992 | 311.4688 | 0 | 0 | 0 | 0 | 0 | 0 | 0.003915 | -0.007982
1992 | 311.4792 | 0 | 0 | 0 | 0 | 0 | 0 | 0.027405 | 0.003991
1992 | 311.4896 | 0 | 0 | 0 | 0 | 0 | 0 | 0.011745 | 0.003991
1992 | 311.5 | 0 | 0 | 0 | 0 | 0 | 0 | 0.01566 | 0.011973
1992 | 311.5104 | 0 | 0 | 0 | 0 | 0 | 0 | 0.00783 | -0.011973
1992 | 311.5208 | 0 | 0 | 0 | 0 | 0 | 0 | 0.011745 | 0.003991
1992 | 311.5313 | 0 | 0 | 0 | 0 | 0 | 0 | 0.02349 | 0.019955
1992 | 311.5417 | 0 | 0 | 0 | 0 | 0 | 0 | 0.003915 | 0.015964
1992 | 311.5521 | 0 | 0 | 0 | 0 | 0 | 0 | 0.043065 | 0.011973
1992 | 311.5625 | 0 | 0 | 0 | 0 | 0 | 0 | -0.003915 | 0.019955
1992 | 311.5729 | 0 | 0 | 0 | 0 | 0 | 0 | 0 | 0.011973
1992 | 311.5833 | 0 | 0 | 0 | 0 | 0 | 0 | 0.003915 | 0.003991
1992 | 311.5938 | 0 | 0 | 0 | 0 | 0 | 0 | 0.02349 | 0.023946
1992 | 311.6042 | 0 | 0 | 0 | 0 | 0 | 0 | 0.01566 | -0.003991
1992 | 311.6146 | 0 | 0 | 0 | 0 | 0 | 0 | -0.035235 | 0.019955
1992 | 311.625 | 0 | 0 | 0 | 0 | 0 | 0 | 0.03132 | -5.6843e-14
1992 | 311.6354 | 0 | 0 | 0 | 0 | 0 | 0 | 0.011745 | 0.019955
1992 | 311.6458 | 0 | 0 | 0 | 0 | 0 | 0 | 0.00783 | 0.003991
1992 | 311.6563 | 0 | 0 | 0 | 0 | 0 | 0 | 0.003915 | 0.023946
1992 | 311.6667 | 0 | 0 | 0 | 0 | 0 | 0 | -0.019575 | -0.003991
1992 | 311.6771 | 0 | 0 | 0 | 0 | 0 | 0 | 0.04698 | 0.027937
1992 | 311.6875 | 0 | 0 | 0 | 0 | 0 | 0 | 0.003915 | 0.015964
1992 | 311.6979 | 0 | 0 | 0 | 0 | 0 | 0 | 0 | 0.007982
1992 | 311.7083 | 0 | 0 | 0 | 0 | 0 | 0 | 0.01566 | 0.007982
1992 | 311.7188 | 0 | 0 | 0 | 0 | 0 | 0 | 0.02349 | 0.007982
1992 | 311.7292 | 0 | 0 | 0 | 0 | 0 | 0 | 0 | 0.015964
1992 | 311.7396 | 0 | 0 | 0 | 0 | 0 | 0 | 0.027405 | 0.007982
1992 | 311.75 | 0 | 0 | 0 | 0 | 0 | 0 | 0.003915 | 0.007982
1992 | 311.7604 | 0 | 0 | 0 | 0 | 0 | 0 | 0 | 0.011973
1992 | 311.7708 | 0 | 0 | 0 | 0 | 0 | 0 | 0.003915 | 0.011973
1992 | 311.7813 | 0 | 0 | 0 | 0 | 0 | 0 | 0 | 0.007982
1992 | 311.7917 | 0 | 0 | 0 | 0 | 0 | 0 | 0.003915 | 0.007982
1992 | 311.8021 | 0 | 0 | 0 | 0 | 0 | 0 | -0.003915 | 0
1992 | 311.8125 | 0 | 0 | 0 | 0 | 0 | 0 | 0.00783 | 0.007982
1992 | 311.8229 | 0 | 0 | 0 | 0 | 0 | 0 | 0 | 0.011973
1992 | 311.8333 | 0 | 0 | 0 | 0 | 0 | 0 | 1.1369e-13 | 0.003991
1992 | 311.8438 | 0.00783 | 0 | 0 | 0 | 0 | 0 | 0 | 0.003991
1992 | 311.8542 | 0 | 0 | 0 | 0 | 0 | 0 | 0.00783 | 0
1992 | 311.8646 | 0 | 0 | 0 | 0 | 0 | 0 | -0.00783 | 0.003991
1992 | 311.875 | 0 | 0 | 0 | 0 | 0 | 0 | 0.003915 | 0.003991
1992 | 311.8854 | 0 | 0 | 0 | 0 | 0 | 0 | -0.003915 | 0.007982
1992 | 311.8958 | 0 | 0 | 0 | 0 | 0 | 0 | 0.00783 | 0.003991
1992 | 311.9063 | 0 | 0 | 0 | 0 | 0 | 0 | -1.1369e-13 | 0
1992 | 311.9167 | 0.00783 | 0 | 0 | 0 | 0 | 0 | 1.1369e-13 | 0
1992 | 311.9271 | 0.00783 | 0 | 0 | 0 | 0 | 0 | 0.003915 | 0.003991
1992 | 311.9375 | 0 | 0 | 0 | 0 | 0 | 0 | -0.003915 | 0.003991
1992 | 311.9479 | 0 | 0 | 0 | 0 | 0 | 0 | 0.011745 | 0
1992 | 311.9583 | 0 | 0 | 0 | 0 | 0 | 0 | -0.011745 | 0.007982
1992 | 311.9688 | 0 | 0 | 0 | 0 | 0 | 0 | 0 | 0
1992 | 311.9792 | 0 | 0 | 0 | 0 | 0 | 0 | -0.00783 | 0.003991
1992 | 311.9896 | 0 | 0 | 0 | 0 | 0 | 0 | 0.003915 | 0
1992 | 312 | 0 | 0 | 0 | 0 | 0 | 0 | 0.003915 | 0.003991
1992 | 312.0104 | 0 | 0 | 0 | 0 | 0 | 0 | 0 | 0
1992 | 312.0208 | 0 | 0 | 0 | 0 | 0 | 0 | 0.003915 | 0.007982
1992 | 312.0313 | 0 | 0 | 0 | 0 | 0 | 0 | -0.00783 | -0.003991
1992 | 312.0417 | 0 | 0 | 0 | 0 | 0 | 0 | -0.003915 | 0.003991
1992 | 312.0521 | 0.00783 | 0 | 0 | 0 | 0 | 0 | 0 | 0.003991
1992 | 312.0625 | 0.00783 | 0 | 0 | 0 | 0 | 0 | 0.003915 | 0.003991
1992 | 312.0729 | 0 | 0 | 0 | 0 | 0 | 0 | 0.003915 | 0
1992 | 312.0833 | 0.02349 | 0 | 0 | 0 | 0 | 0 | 0 | 0
1992 | 312.0938 | 0 | 0 | 0 | 0 | 0 | 0 | 0 | 0.007982
1992 | 312.1042 | 0.01566 | 0 | 0 | 0 | 0 | 0 | 0 | 0
1992 | 312.1146 | 0.01566 | 0 | 0 | 0 | 0 | 0 | 0 | 0.003991
1992 | 312.125 | 0 | 0 | 0 | 0 | 0 | 0 | 0 | 0.003991
1992 | 312.1354 | 0.00783 | 0 | 0 | 0 | 0 | 0 | -0.003915 | 0.007982
1992 | 312.1458 | 0 | 0 | 0 | 0 | 0 | 0 | 0.00783 | 0
1992 | 312.1563 | 0 | 0 | 0 | 0 | 0 | 0 | -0.00783 | 0
1992 | 312.1667 | 0 | 0 | 0 | 0 | 0 | 0 | 0.011745 | 0.003991
1992 | 312.1771 | 0 | 0 | 0 | 0 | 0 | 0 | -0.011745 | 0
1992 | 312.1875 | 0 | 0 | 0 | 0 | 0 | 0 | 0 | -0.003991
1992 | 312.1979 | 0 | 0 | 0 | 0 | 0 | 0 | -0.003915 | 0
1992 | 312.2083 | 0.01566 | 0 | 0 | 0 | 0 | 0 | -0.003915 | 0.003991
1992 | 312.2188 | 0 | 0 | 0 | 0 | 0 | 0 | 0.011745 | 0
1992 | 312.2292 | 0 | 0 | 0 | 0 | 0 | 0 | 0 | 0.003991
1992 | 312.2396 | 0 | 0 | 0 | 0 | 0 | 0 | 0.00783 | 0
1992 | 312.25 | 0 | 0 | 0 | 0 | 0 | 0 | 0.00783 | 0
1992 | 312.2604 | 0 | 0 | 0 | 0 | 0 | 0 | 0 | -0.003991
1992 | 312.2708 | 0.02349 | 0 | 0 | 0 | 0 | 0 | -0.019575 | 0.011973
1992 | 312.2813 | 0 | 0 | 0 | 0 | 0 | 0 | 0.011745 | -0.007982
1992 | 312.2917 | 0 | 0 | 0 | 0 | 0 | 0 | 0.00783 | 0.003991
1992 | 312.3021 | 0 | 0 | 0 | 0 | 0 | 0 | 0.00783 | -0.003991
1992 | 312.3125 | 0 | 0 | 0 | 0 | 0 | 0 | 0.003915 | 0.003991
1992 | 312.3229 | 0 | 0 | 0 | 0 | 0 | 0 | -0.003915 | -0.003991
1992 | 312.3333 | 0.00783 | 0 | 0 | 0 | 0 | 0 | 0 | -0.003991
1992 | 312.3438 | 0 | 0 | 0 | 0 | 0 | 0 | 0.00783 | 0
1992 | 312.3542 | 0.03915 | 0 | 0 | 0 | 0 | 0 | 0 | 0
1992 | 312.3646 | 0.04698 | 0.007982 | 0 | 0 | 0 | 0 | 1.1369e-13 | -0.003991
1992 | 312.375 | 0 | 0.007982 | 0 | 0 | 0 | 0 | 0 | 0.003991
1992 | 312.3854 | 0.03915 | 0.015964 | 0 | 0 | 0 | 0 | 1.1369e-13 | 0.003991
1992 | 312.3958 | 0.00783 | 0.007982 | 0 | 0 | 0 | 0 | 0 | 5.6843e-14
1992 | 312.4063 | 0 | 0.015964 | 0 | 0 | 0 | 0 | 0.02349 | 0.003991
1992 | 312.4167 | 0 | 0 | 0 | 0 | 0 | 0 | 0.04698 | -0.003991
1992 | 312.4271 | 0 | 0.015964 | 0 | 0 | 0 | 0 | -0.019575 | 0.003991
1992 | 312.4375 | 0 | 0.015964 | 0 | 0 | 0 | 0 | -0.027405 | -5.6843e-14
1992 | 312.4479 | 0 | 0.015964 | 0 | 0 | 0 | 0 | 0.00783 | 0.007982
1992 | 312.4583 | 0 | 0 | 0 | 0 | 0 | 0 | -0.003915 | -0.007982
1992 | 312.4688 | 0 | 0.007982 | 0 | 0 | 0 | 0 | 0.04698 | -0.003991
1992 | 312.4792 | 0 | 0 | 0 | 0 | 0 | 0 | -0.02349 | 0.003991
1992 | 312.4896 | 0 | 0 | 0 | 0 | 0 | 0 | -0.011745 | -0.003991
1992 | 312.5 | 0 | 0.007982 | 0 | 0 | 0 | 0 | 0.066555 | 0.003991
1992 | 312.5104 | 0 | 0 | 0 | 0 | 0 | 0 | 0.003915 | 0.003991
1992 | 312.5208 | 0 | 0 | 0 | 0 | 0 | 0 | 0.04698 | 0.015964
1992 | 312.5313 | 0 | 0 | 0 | 0 | 0 | 0 | -0.003915 | 0.007982
1992 | 312.5417 | 0 | 0 | 0 | 0 | 0 | 0 | -0.00783 | 0.011973
1992 | 312.5521 | 0 | 0 | 0 | 0 | 0 | 0 | 0.011745 | 0.003991
1992 | 312.5625 | 0 | 0 | 0 | 0 | 0 | 0 | 0.02349 | 0.023946
1992 | 312.5729 | 0 | 0 | 0 | 0 | 0 | 0 | -0.035235 | -0.003991
1992 | 312.5833 | 0 | 0 | 0 | 0 | 0 | 0 | 0.02349 | 0.019955
1992 | 312.5938 | 0 | 0 | 0 | 0 | 0 | 0 | -0.043065 | 0.011973
1992 | 312.6042 | 0 | 0 | 0 | 0 | 0 | 0 | 0.066555 | 0.023946
1992 | 312.6146 | 0 | 0 | 0 | 0 | 0 | 0 | -0.011745 | 0
1992 | 312.625 | 0 | 0 | 0 | 0 | 0 | 0 | -0.04698 | 0.007982
1992 | 312.6354 | 0 | 0 | 0 | 0 | 0 | 0 | 0.03132 | 0.011973
1992 | 312.6458 | 0 | 0 | 0 | 0 | 0 | 0 | 0.058725 | 0.023946
1992 | 312.6563 | 0 | 0 | 0 | 0 | 0 | 0 | 0.003915 | 0.007982
1992 | 312.6667 | 0.02349 | 0 | 0 | 0 | 0 | 0 | 0.003915 | 0.027937
1992 | 312.6771 | 0 | 0 | 0 | 0 | 0 | 0 | 0.03132 | 0
1992 | 312.6875 | 0 | 0 | 0 | 0 | 0 | 0 | 0.027405 | 0.015964
1992 | 312.6979 | 0 | 0 | 0 | 0 | 0 | 0 | 0.027405 | 0.015964
1992 | 312.7083 | 0 | 0 | 0 | 0 | 0 | 0 | 0.043065 | 0.015964
1992 | 312.7188 | 0 | 0 | 0 | 0 | 0 | 0 | 0.04698 | 0.011973
1992 | 312.7292 | 0 | 0 | 0 | 0 | 0 | 0 | 0.03915 | 0.011973
1992 | 312.7396 | 0 | 0 | 0 | 0 | 0 | 0 | 0.02349 | 0.003991
1992 | 312.75 | 0 | 0 | 0 | 0 | 0 | 0 | 0.019575 | 0.007982
1992 | 312.7604 | 0 | 0 | 0 | 0 | 0 | 0 | 0 | 0.003991
1992 | 312.7708 | 0 | 0 | 0 | 0 | 0 | 0 | 0 | 0.011973
1992 | 312.7813 | 0 | 0 | 0 | 0 | 0 | 0 | 0 | 0.003991
1992 | 312.7917 | 0 | 0 | 0 | 0 | 0 | 0 | 0.00783 | 0.007982
1992 | 312.8021 | 0 | 0 | 0 | 0 | 0 | 0 | -0.011745 | 0.003991
1992 | 312.8125 | 0.01566 | 0 | 0 | 0 | 0 | 0 | 0.00783 | 0.007982
1992 | 312.8229 | 0.02349 | 0 | 0 | 0 | 0 | 0 | 1.1369e-13 | 0.015964
1992 | 312.8333 | 0.01566 | 0 | 0 | 0 | 0 | 0 | 0.00783 | 0.003991
1992 | 312.8438 | 0 | 0 | 0 | 0 | 0 | 0 | -0.00783 | 0.003991
1992 | 312.8542 | 0.01566 | 0 | 0 | 0 | 0 | 0 | 0 | 0.007982
1992 | 312.8646 | 0 | 0 | 0 | 0 | 0 | 0 | 0.003915 | 0.003991
1992 | 312.875 | 0.01566 | 0 | 0 | 0 | 0 | 0 | -0.003915 | 0.003991
1992 | 312.8854 | 0 | 0 | 0 | 0 | 0 | 0 | 0 | 0.003991
1992 | 312.8958 | 0.00783 | 0 | 0 | 0 | 0 | 0 | -0.03132 | 0.003991
1992 | 312.9063 | 0 | 0 | 0 | 0 | 0 | 0 | 0.019575 | 0.011973
1992 | 312.9167 | 0 | 0 | 0 | 0 | 0 | 0 | 0.01566 | -0.003991
1992 | 312.9271 | 0 | 0 | 0 | 0 | 0 | 0 | 0.01566 | 0.007982
1992 | 312.9375 | 0 | 0 | 0 | 0 | 0 | 0 | 0 | 0.003991
1992 | 312.9479 | 0 | 0 | 0 | 0 | 0 | 0 | -0.003915 | 0
1992 | 312.9583 | 0 | 0 | 0 | 0 | 0 | 0 | 0 | 0.003991
1992 | 312.9688 | 0 | 0 | 0 | 0 | 0 | 0 | -0.00783 | 0.011973
1992 | 312.9792 | 0 | 0 | 0 | 0 | 0 | 0 | 0.02349 | 0.003991
1992 | 312.9896 | 0 | 0 | 0 | 0 | 0 | 0 | -0.00783 | 0
1992 | 313 | 0.01566 | 0.007982 | 0 | 0 | 0 | 0 | -0.01566 | 0.019955
1992 | 313.0104 | 0.01566 | 0 | 0 | 0 | 0 | 0 | -0.01566 | -0.003991
1992 | 313.0208 | 0.02349 | 0 | 0 | 0 | 0 | 0 | -0.011745 | 0.011973
1992 | 313.0313 | 0.01566 | 0 | 0 | 0 | 0 | 0 | 0.003915 | 0
1992 | 313.0417 | 0.03132 | 0 | 0 | 0 | 0 | 0 | -0.00783 | 0
1992 | 313.0521 | 0.03132 | 0 | 0 | 0 | 0 | 0 | -0.00783 | 0.011973
1992 | 313.0625 | 0.03132 | 0 | 0 | 0 | 0 | 0 | 0.003915 | 0.003991
1992 | 313.0729 | 0 | 0 | 0 | 0 | 0 | 0 | 0.011745 | 0
1992 | 313.0833 | 0.03132 | 0 | 0 | 0 | 0 | 0 | 0.03132 | -0.003991
1992 | 313.0938 | 0 | 0 | 0 | 0 | 0 | 0 | -0.003915 | 0.003991
1992 | 313.1042 | 0 | 0 | 0 | 0 | 0 | 0 | 0.003915 | -0.003991
1992 | 313.1146 | 0 | 0 | 0 | 0 | 0 | 0 | 0 | 0.011973
1992 | 313.125 | 0.02349 | 0 | 0 | 0 | 0 | 0 | 0.00783 | -0.015964
1992 | 313.1354 | 0 | 0 | 0 | 0 | 0 | 0 | 0.03915 | -0.007982
1992 | 313.1458 | 0 | 0 | 0 | 0 | 0 | 0 | -0.00783 | 0.003991
1992 | 313.1563 | 0 | 0 | 0 | 0 | 0 | 0 | -0.003915 | 0
1992 | 313.1667 | 0 | 0 | 0 | 0 | 0 | 0 | -0.03132 | 0
1992 | 313.1771 | 0 | 0.015964 | 0 | 0 | 0 | 0 | -0.00783 | 0.007982
1992 | 313.1875 | 0 | 0 | 0 | 0 | 0 | 0 | -0.00783 | -0.003991
1992 | 313.1979 | 0 | 0 | 0 | 0 | 0 | 0 | 0 | 0.003991
1992 | 313.2083 | 0 | 0 | 0 | 0 | 0 | 0 | 0.003915 | 0.007982
1992 | 313.2188 | 0 | 0.015964 | 0 | 0 | 0 | 0 | 0.043065 | -5.6843e-14
1992 | 313.2292 | 0 | 0 | 0 | 0 | 0 | 0 | -0.035235 | -0.003991
1992 | 313.2396 | 0.02349 | 0 | 0 | 0 | 0 | 0 | -0.00783 | 0
1992 | 313.25 | 0 | 0 | 0 | 0 | 0 | 0 | 0 | -0.003991
1992 | 313.2604 | 0.00783 | 0 | 0 | 0 | 0 | 0 | 0.027405 | -0.003991
1992 | 313.2708 | 0 | 0 | 0 | 0 | 0 | 0 | -0.003915 | 0.007982
1992 | 313.2813 | 0 | 0 | 0 | 0 | 0 | 0 | 0.00783 | -0.003991
1992 | 313.2917 | 0 | 0 | 0 | 0 | 0 | 0 | 1.1369e-13 | -0.003991
1992 | 313.3021 | 0 | 0 | 0 | 0 | 0 | 0 | -0.00783 | 0
1992 | 313.3125 | 0.02349 | 0.007982 | 0 | 0 | 0 | 0 | 0 | -5.6843e-14
1992 | 313.3229 | 0.03915 | 0 | 0 | 0 | 0 | 0 | 0 | 0.011973
1992 | 313.3333 | 0.00783 | 0 | 0 | 0 | 0 | 0 | 0.00783 | -0.007982
1992 | 313.3438 | 0.0783 | 0 | 0 | 0 | 0 | 0 | -0.00783 | -0.003991
1992 | 313.3542 | 0.02349 | 0.015964 | 0 | 0 | 0 | 0 | 0.03915 | 0.019955
1992 | 313.3646 | 0.01566 | 0 | 0 | 0 | 0 | 0 | 1.1369e-13 | 0.003991
1992 | 313.375 | 0.06264 | 0 | 0 | 0 | 0 | 0 | 0.00783 | -0.023946
1992 | 313.3854 | 0 | 0 | 0 | 0 | 0 | 0 | 0.050895 | 0.015964
1992 | 313.3958 | 0 | 0 | 0 | 0 | 0 | 0 | -0.03915 | -0.019955
1992 | 313.4063 | 0.06264 | 0 | 0 | 0 | 0 | 0 | 0.003915 | 0.007982
1992 | 313.4167 | 0 | 0.031928 | 0 | 0 | 0 | 0 | -0.08613 | 5.6843e-14
1992 | 313.4271 | 0 | 0 | 0 | 0 | 0 | 0 | 0.10179 | 0
1992 | 313.4375 | 0 | 0.031928 | 0 | 0 | 0 | 0 | -0.019575 | 0.015964
1992 | 313.4479 | 0 | 0 | 0 | 0 | 0 | 0 | 0.011745 | 0
1992 | 313.4583 | 0 | 0 | 0 | 0 | 0 | 0 | 0.02349 | -0.007982
1992 | 313.4688 | 0 | 0 | 0 | 0 | 0 | 0 | 0.02349 | -0.007982
1992 | 313.4792 | 0 | 0 | 0 | 0 | 0 | 0 | 0.03132 | 0.003991
1992 | 313.4896 | 0 | 0 | 0 | 0 | 0 | 0 | 0.090045 | 0.003991
1992 | 313.5 | 0 | 0 | 0 | 0 | 0 | 0 | -0.066555 | 0.011973
1992 | 313.5104 | 0 | 0 | 0 | 0 | 0 | 0 | 0.00783 | -0.011973
1992 | 313.5208 | 0 | 0 | 0 | 0 | 0 | 0 | -0.027405 | 0.011973
1992 | 313.5313 | 0 | 0 | 0 | 0 | 0 | 0 | 0.011745 | 0.031928
1992 | 313.5417 | 0 | 0 | 0 | 0 | 0 | 0 | 0.058725 | 5.6843e-14
1992 | 313.5521 | 0 | 0 | 0 | 0 | 0 | 0 | 0.03132 | 0.031928
1992 | 313.5625 | 0 | 0 | 0 | 0 | 0 | 0 | -0.003915 | -0.015964
1992 | 313.5729 | 0 | 0.007982 | 0 | 0 | 0 | 0 | -0.019575 | 0.023946
1992 | 313.5833 | 0 | 0 | 0 | 0 | 0 | 0 | 0.14094 | 0
1992 | 313.5938 | 0 | 0 | 0 | 0 | 0 | 0 | -0.18009 | -0.015964
1992 | 313.6042 | 0 | 0 | 0 | 0 | 0 | 0 | 0.05481 | 0.035919
1992 | 313.6146 | 0 | 0 | 0 | 0 | 0 | 0 | 0.00783 | 0.003991
1992 | 313.625 | 0 | 0 | 0 | 0 | 0 | 0 | 0.10179 | 0.031928
1992 | 313.6354 | 0 | 0 | 0 | 0 | 0 | 0 | 0.01566 | 0.031928
1992 | 313.6458 | 0 | 0 | 0 | 0 | 0 | 0 | 0.082215 | 0.003991
1992 | 313.6563 | 0 | 0 | 0 | 0 | 0 | 0 | 0.10179 | 0.035919
1992 | 313.6667 | 0 | 0 | 0 | 0 | 0 | 0 | -0.043065 | 0.011973
1992 | 313.6771 | 0 | 0 | 0 | 0 | 0 | 0 | 0.07047 | 0.011973
1992 | 313.6875 | 0 | 0 | 0 | 0 | 0 | 0 | 0.043065 | 0.011973
1992 | 313.6979 | 0 | 0 | 0 | 0 | 0 | 0 | -0.003915 | 0.011973
1992 | 313.7083 | 0 | 0 | 0 | 0 | 0 | 0 | 0.035235 | 0.023946
1992 | 313.7188 | 0 | 0 | 0 | 0 | 0 | 0 | 0.0783 | 0.015964
1992 | 313.7292 | 0 | 0 | 0 | 0 | 0 | 0 | 0.03132 | 0.007982
1992 | 313.7396 | 0 | 0 | 0 | 0 | 0 | 0 | 0.058725 | 0.019955
1992 | 313.75 | 0 | 0 | 0 | 0 | 0 | 0 | -0.02349 | 0.003991
1992 | 313.7604 | 0 | 0 | 0 | 0 | 0 | 0 | 0.003915 | 0.015964
1992 | 313.7708 | 0 | 0 | 0 | 0 | 0 | 0 | 0.02349 | 0.007982
1992 | 313.7813 | 0 | 0 | 0 | 0 | 0 | 0 | 0 | 0.003991
1992 | 313.7917 | 0 | 0 | 0 | 0 | 0 | 0 | -0.02349 | 0.003991
1992 | 313.8021 | 0.03132 | 0 | 0 | 0 | 0 | 0 | 1.1369e-13 | 0.011973
1992 | 313.8125 | 0 | 0 | 0 | 0 | 0 | 0 | 0.027405 | -0.003991
1992 | 313.8229 | 0 | 0 | 0 | 0 | 0 | 0 | -0.03132 | 0.011973
1992 | 313.8333 | 0 | 0 | 0 | 0 | 0 | 0 | 0.03132 | 0.003991
1992 | 313.8438 | 0 | 0 | 0 | 0 | 0 | 0 | 0 | 0.003991
1992 | 313.8542 | 0 | 0 | 0 | 0 | 0 | 0 | 0.027405 | 0.007982
1992 | 313.8646 | 0 | 0 | 0 | 0 | 0 | 0 | 0.00783 | -0.003991
1992 | 313.875 | 0 | 0 | 0 | 0 | 0 | 0 | 0.02349 | 0.011973
1992 | 313.8854 | 0 | 0 | 0 | 0 | 0 | 0 | -0.035235 | 0
1992 | 313.8958 | 0 | 0 | 0 | 0 | 0 | 0 | 0.011745 | 0.003991
1992 | 313.9063 | 0 | 0 | 0 | 0 | 0 | 0 | -0.01566 | -0.003991
1992 | 313.9167 | 0.04698 | 0 | 0 | 0 | 0 | 0 | 1.1369e-13 | 0.003991
1992 | 313.9271 | 0 | 0 | 0 | 0 | 0 | 0 | 0.05481 | 0
1992 | 313.9375 | 0.02349 | 0 | 0 | 0 | 0 | 0 | 0.00783 | 0.007982
1992 | 313.9479 | 0 | 0 | 0 | 0 | 0 | 0 | -0.003915 | 0.003991
1992 | 313.9583 | 0 | 0 | 0 | 0 | 0 | 0 | -0.003915 | 0
1992 | 313.9688 | 0 | 0 | 0 | 0 | 0 | 0 | 0.00783 | 0.007982
1992 | 313.9792 | 0 | 0 | 0 | 0 | 0 | 0 | 0.02349 | 0
1992 | 313.9896 | 0 | 0 | 0 | 0 | 0 | 0 | -0.01566 | 0.007982
1992 | 314 | 0.02349 | 0 | 0 | 0 | 0 | 0 | 0.00783 | 0
1992 | 314.0104 | 0 | 0 | 0 | 0 | 0 | 0 | 0.02349 | 0
1992 | 314.0208 | 0 | 0 | 0 | 0 | 0 | 0 | -0.003915 | 0.003991
1992 | 314.0313 | 0 | 0 | 0 | 0 | 0 | 0 | 0.003915 | 0.003991
1992 | 314.0417 | 0.02349 | 0 | 0 | 0 | 0 | 0 | 0 | 0.003991
1992 | 314.0521 | 0.00783 | 0 | 0 | 0 | 0 | 0 | -0.01566 | 0.007982
1992 | 314.0625 | 0 | 0 | 0 | 0 | 0 | 0 | 0.019575 | 0
1992 | 314.0729 | 0 | 0 | 0 | 0 | 0 | 0 | 0.03915 | -0.003991
1992 | 314.0833 | 0 | 0 | 0 | 0 | 0 | 0 | 0 | 0.003991
1992 | 314.0938 | 0 | 0 | 0 | 0 | 0 | 0 | 0.003915 | 0.003991
1992 | 314.1042 | 0 | 0 | 0 | 0 | 0 | 0 | -0.00783 | 0
1992 | 314.1146 | 0.00783 | 0 | 0 | 0 | 0 | 0 | -0.00783 | 0.003991
1992 | 314.125 | 0.01566 | 0 | 0 | 0 | 0 | 0 | -0.011745 | 0.003991
1992 | 314.1354 | 0 | 0 | 0 | 0 | 0 | 0 | 0.011745 | 0.007982
1992 | 314.1458 | 0 | 0 | 0 | 0 | 0 | 0 | 0 | 0
1992 | 314.1563 | 0.00783 | 0 | 0 | 0 | 0 | 0 | -0.00783 | -0.003991
1992 | 314.1667 | 0 | 0 | 0 | 0 | 0 | 0 | 0.003915 | 0.011973
1992 | 314.1771 | 0 | 0 | 0 | 0 | 0 | 0 | -0.003915 | -0.003991
1992 | 314.1875 | 0 | 0 | 0 | 0 | 0 | 0 | 0 | 0.003991
1992 | 314.1979 | 0.02349 | 0 | 0 | 0 | 0 | 0 | 1.1369e-13 | 0.003991
1992 | 314.2083 | 0.00783 | 0 | 0 | 0 | 0 | 0 | 0.00783 | 0.003991
1992 | 314.2188 | 0.02349 | 0 | 0 | 0 | 0 | 0 | 0 | 0.003991
1992 | 314.2292 | 0.01566 | 0 | 0 | 0 | 0 | 0 | -0.027405 | 0.007982
1992 | 314.2396 | 0 | 0 | 0 | 0 | 0 | 0 | 0.035235 | 0
1992 | 314.25 | 0 | 0 | 0 | 0 | 0 | 0 | -0.035235 | 0.007982
1992 | 314.2604 | 0 | 0 | 0 | 0 | 0 | 0 | 0.003915 | 0
1992 | 314.2708 | 0 | 0 | 0 | 0 | 0 | 0 | 0.02349 | -0.003991
1992 | 314.2813 | 0 | 0 | 0 | 0 | 0 | 0 | -0.011745 | 0.007982
1992 | 314.2917 | 0 | 0 | 0 | 0 | 0 | 0 | 0.019575 | 0
1992 | 314.3021 | 0 | 0 | 0 | 0 | 0 | 0 | 0 | 0.003991
1992 | 314.3125 | 0 | 0 | 0 | 0 | 0 | 0 | 0.00783 | -0.003991
1992 | 314.3229 | 0 | 0 | 0 | 0 | 0 | 0 | -0.027405 | 0
1992 | 314.3333 | 0 | 0 | 0 | 0 | 0 | 0 | 0.011745 | 0.003991
1992 | 314.3438 | 0.03915 | 0 | 0 | 0 | 0 | 0 | -0.01566 | 0.007982
1992 | 314.3542 | 0.05481 | 0.007982 | 0 | 0 | 0 | 0 | 0.019575 | -0.003991
1992 | 314.3646 | 0 | 0.007982 | 0 | 0 | 0 | 0 | 0.04698 | 0
1992 | 314.375 | 0 | 0.007982 | 0 | 0 | 0 | 0 | -0.04698 | -0.003991
1992 | 314.3854 | 0 | 0.031928 | 0 | 0 | 0 | 0 | -0.03915 | 0.007982
1992 | 314.3958 | 0 | 0.007982 | 0 | 0 | 0 | 0 | 0.019575 | 0.003991
1992 | 314.4063 | 0.05481 | 0 | 0 | 0 | 0 | 0 | 0.02349 | 0
1992 | 314.4167 | 0 | 0.023946 | 0 | 0 | 0 | 0 | 0.058725 | 1.1369e-13
1992 | 314.4271 | 0 | 0.015964 | 0 | 0 | 0 | 0 | -0.019575 | 0.007982
1992 | 314.4375 | 0.04698 | 0 | 0 | 0 | 0 | 0 | -0.003915 | -0.019955
1992 | 314.4479 | 0 | 0.023946 | 0 | 0 | 0 | 0 | -0.003915 | 0.019955
1992 | 314.4583 | 0 | 0 | 0 | 0 | 0 | 0 | -0.10179 | -0.011973
1992 | 314.4688 | 0 | 0.007982 | 0 | 0 | 0 | 0 | 0.043065 | 0.003991
1992 | 314.4792 | 0 | 0 | 0 | 0 | 0 | 0 | 0.082215 | 0
1992 | 314.4896 | 0 | 0 | 0 | 0 | 0 | 0 | -0.02349 | 0.003991
1992 | 314.5 | 0 | 0 | 0 | 0 | 0 | 0 | 0.050895 | -0.003991
1992 | 314.5104 | 0 | 0 | 0 | 0 | 0 | 0 | -0.027405 | 0.015964
1992 | 314.5208 | 0 | 0 | 0 | 0 | 0 | 0 | -0.07047 | 0.031928
1992 | 314.5313 | 0 | 0.031928 | 0 | 0 | 0 | 0 | 0.09396 | 0.007982
1992 | 314.5417 | 0 | 0 | 0 | 0 | 0 | 0 | -0.04698 | 0.035919
1992 | 314.5521 | 0 | 0 | 0 | 0 | 0 | 0 | 0.043065 | -0.007982
1992 | 314.5625 | 0 | 0 | 0 | 0 | 0 | 0 | -0.02349 | 0.019955
1992 | 314.5729 | 0 | 0 | 0 | 0 | 0 | 0 | 0.12136 | 0.035919
1992 | 314.5833 | 0 | 0 | 0 | 0 | 0 | 0 | 0.070666 | 0.012971
1992 | 314.5938 | 0 | 0 | 0 | 0 | 0 | 0 | 0.0011745 | 0.020354
1992 | 314.6042 | 0 | 0 | 0 | 0 | 0 | 0 | 0.0011745 | 0.031329
1992 | 314.6146 | 0 | 0 | 0 | 0 | 0 | 0 | 0.031907 | 0.011973
1992 | 314.625 | 0 | 0 | 0 | 0 | 0 | 0 | -0.01703 | 0.007982
1992 | 314.6354 | 0 | 0 | 0 | 0 | 0 | 0 | 0.0025447 | 0.015964
1992 | 314.6458 | 0 | 0 | 0 | 0 | 0 | 0 | -0.02349 | 0
1992 | 314.6563 | 0 | 0 | 0 | 0 | 0 | 0 | 0.050895 | 0.011973
1992 | 314.6667 | 0 | 0 | 0 | 0 | 0 | 0 | 0.05481 | 0.019955
1992 | 314.6771 | 0 | 0 | 0 | 0 | 0 | 0 | -0.019575 | 0.003991
1992 | 314.6875 | 0 | 0 | 0 | 0 | 0 | 0 | 0.03915 | 0.023946
1992 | 314.6979 | 0 | 0 | 0 | 0 | 0 | 0 | 0.04698 | 0.007982
1992 | 314.7083 | 0 | 0 | 0 | 0 | 0 | 0 | 0.058725 | 0.015964
1992 | 314.7188 | 0 | 0 | 0 | 0 | 0 | 0 | 0.03915 | 0.011973
1992 | 314.7292 | 0 | 0 | 0 | 0 | 0 | 0 | -0.019575 | 0.003991
1992 | 314.7396 | 0 | 0 | 0 | 0 | 0 | 0 | 0.011745 | 0.015964
1992 | 314.75 | 0 | 0 | 0 | 0 | 0 | 0 | 0.02349 | 0.003991
1992 | 314.7604 | 0 | 0 | 0 | 0 | 0 | 0 | 0.03132 | 0.007982
1992 | 314.7708 | 0 | 0 | 0 | 0 | 0 | 0 | -0.027405 | 0
1992 | 314.7813 | 0 | 0 | 0 | 0 | 0 | 0 | -0.019575 | 0.007982
1992 | 314.7917 | 0 | 0 | 0 | 0 | 0 | 0 | 0.043065 | 0.003991
1992 | 314.8021 | 0 | 0 | 0 | 0 | 0 | 0 | 0 | 0
1992 | 314.8125 | 0 | 0 | 0 | 0 | 0 | 0 | -0.011745 | 0.003991
1992 | 314.8229 | 0 | 0 | 0 | 0 | 0 | 0 | 0.01566 | 0
1992 | 314.8333 | 0.03132 | 0 | 0 | 0 | 0 | 0 | -0.04698 | 0
1992 | 314.8438 | 0 | 0 | 0 | 0 | 0 | 0 | -0.00783 | 0
1992 | 314.8542 | 0 | 0 | 0 | 0 | 0 | 0 | 0.02349 | 0.007982
1992 | 314.8646 | 0 | 0 | 0 | 0 | 0 | 0 | 0.011745 | 0
1992 | 314.875 | 0 | 0 | 0 | 0 | 0 | 0 | 0.019575 | 0.003991
1992 | 314.8854 | 0 | 0 | 0 | 0 | 0 | 0 | 0.02349 | 0.007982
1992 | 314.8958 | 0 | 0 | 0 | 0 | 0 | 0 | 0.00783 | -0.003991
1992 | 314.9063 | 0 | 0 | 0 | 0 | 0 | 0 | 0 | 0.003991
1992 | 314.9167 | 0 | 0 | 0 | 0 | 0 | 0 | -0.00783 | -0.003991
1992 | 314.9271 | 0.03915 | 0.007982 | 0 | 0 | 0 | 0 | 1.1369e-13 | 0.003991
1992 | 314.9375 | 0.01566 | 0 | 0 | 0 | 0 | 0 | 0 | 0.007982
1992 | 314.9479 | 0 | 0 | 0 | 0 | 0 | 0 | 0.027405 | 0.003991
1992 | 314.9583 | 0 | 0 | 0 | 0 | 0 | 0 | 0.01566 | 0
1992 | 314.9688 | 0 | 0 | 0 | 0 | 0 | 0 | 0.00783 | 0
1992 | 314.9792 | 0.00783 | 0 | 0 | 0 | 0 | 0 | -0.011745 | 0.007982
1992 | 314.9896 | 0 | 0 | 0 | 0 | 0 | 0 | 0.011745 | 0
1992 | 315 | 0 | 0 | 0 | 0 | 0 | 0 | 0.003915 | 0
1992 | 315.0104 | 0 | 0 | 0 | 0 | 0 | 0 | -0.01566 | 0
1992 | 315.0208 | 0 | 0 | 0 | 0 | 0 | 0 | 0.003915 | 0
1992 | 315.0313 | 0 | 0 | 0 | 0 | 0 | 0 | 0.00783 | 0
1992 | 315.0417 | 0 | 0 | 0 | 0 | 0 | 0 | 0.003915 | 0.011973
1992 | 315.0521 | 0.02349 | 0 | 0 | 0 | 0 | 0 | 0.00783 | 0.003991
1992 | 315.0625 | 0 | 0 | 0 | 0 | 0 | 0 | 0.011745 | -0.003991
1992 | 315.0729 | 0 | 0 | 0 | 0 | 0 | 0 | 0 | 0.003991
1992 | 315.0833 | 0.01566 | 0 | 0 | 0 | 0 | 0 | 0.003915 | 0
1992 | 315.0938 | 0.02349 | 0 | 0 | 0 | 0 | 0 | 1.1369e-13 | 0.007982
1992 | 315.1042 | 0 | 0 | 0 | 0 | 0 | 0 | 0.011745 | 0
1992 | 315.1146 | 0 | 0 | 0 | 0 | 0 | 0 | 0.003915 | 0.003991
1992 | 315.125 | 0 | 0 | 0 | 0 | 0 | 0 | 0.011745 | 0
1992 | 315.1354 | 0.00783 | 0 | 0 | 0 | 0 | 0 | -0.003915 | 0
1992 | 315.1458 | 0.01566 | 0 | 0 | 0 | 0 | 0 | 0.01566 | 0.003991
1992 | 315.1563 | 0 | 0 | 0 | 0 | 0 | 0 | -0.01566 | 0.007982
1992 | 315.1667 | 0 | 0 | 0 | 0 | 0 | 0 | 0.00783 | 0
1992 | 315.1771 | 0 | 0 | 0 | 0 | 0 | 0 | -0.01566 | 0.007982
1992 | 315.1875 | 0 | 0 | 0 | 0 | 0 | 0 | 0 | 0.003991
1992 | 315.1979 | 0 | 0 | 0 | 0 | 0 | 0 | -0.019575 | 0.003991
1992 | 315.2083 | 0 | 0 | 0 | 0 | 0 | 0 | 0.01566 | 0
1992 | 315.2188 | 0 | 0 | 0 | 0 | 0 | 0 | 0.01566 | 0
1992 | 315.2292 | 0 | 0 | 0 | 0 | 0 | 0 | 0.003915 | 0
1992 | 315.2396 | 0 | 0 | 0 | 0 | 0 | 0 | 0.003915 | 0.003991
1992 | 315.25 | 0 | 0 | 0 | 0 | 0 | 0 | -0.01566 | -0.003991
1992 | 315.2604 | 0 | 0.007982 | 0 | 0 | 0 | 0 | 0 | 0.003991
1992 | 315.2708 | 0 | 0 | 0 | 0 | 0 | 0 | 0.019575 | 0.003991
1992 | 315.2813 | 0 | 0 | 0 | 0 | 0 | 0 | -0.011745 | 0
1992 | 315.2917 | 0.00783 | 0 | 0 | 0 | 0 | 0 | -0.011745 | 0
1992 | 315.3021 | 0 | 0 | 0 | 0 | 0 | 0 | -0.003915 | 0.003991
1992 | 315.3125 | 0 | 0 | 0 | 0 | 0 | 0 | 0.01566 | 0.007982
1992 | 315.3229 | 0 | 0 | 0 | 0 | 0 | 0 | 0.00783 | -0.003991
1992 | 315.3333 | 0 | 0 | 0 | 0 | 0 | 0 | 0.003915 | -0.007982
1992 | 315.3438 | 0 | 0 | 0 | 0 | 0 | 0 | -0.003915 | 0
1992 | 315.3542 | 0 | 0 | 0 | 0 | 0 | 0 | -0.01566 | 0
1992 | 315.3646 | 0 | 0.007982 | 0 | 0 | 0 | 0 | -0.02349 | 0
1992 | 315.375 | 0 | 0.007982 | 0 | 0 | 0 | 0 | 0.019575 | -5.6843e-14
1992 | 315.3854 | 0 | 0.015964 | 0 | 0 | 0 | 0 | 0 | -0.003991
1992 | 315.3958 | 0 | 0 | 0 | 0 | 0 | 0 | 0.003915 | 0.011973
1992 | 315.4063 | 0 | 0.031928 | 0 | 0 | 0 | 0 | -0.00783 | 0
1992 | 315.4167 | 0 | 0.007982 | 0 | 0 | 0 | 0 | 0 | -5.6843e-14
1992 | 315.4271 | 0 | 0.007982 | 0 | 0 | 0 | 0 | 0.00783 | 5.6843e-14
1992 | 315.4375 | 0 | 0.015964 | 0 | 0 | 0 | 0 | 0.003915 | -0.007982
1992 | 315.4479 | 0 | 0 | 0 | 0 | 0 | 0 | -0.003915 | 0
1992 | 315.4583 | 0 | 0.015964 | 0 | 0 | 0 | 0 | 0.011745 | 0.003991
1992 | 315.4688 | 0 | 0 | 0 | 0 | 0 | 0 | 0.03132 | -0.003991
1992 | 315.4792 | 0 | 0 | 0 | 0 | 0 | 0 | 0.019575 | 0.003991
1992 | 315.4896 | 0 | 0 | 0 | 0 | 0 | 0 | 0.003915 | -0.003991
1992 | 315.5 | 0 | 0 | 0 | 0 | 0 | 0 | 0.02349 | 0.019955
1992 | 315.5104 | 0 | 0 | 0 | 0 | 0 | 0 | 0.003915 | 0.011973
1992 | 315.5208 | 0 | 0 | 0 | 0 | 0 | 0 | 0 | -0.007982
1992 | 315.5313 | 0 | 0 | 0 | 0 | 0 | 0 | 0 | 0.003991
1992 | 315.5417 | 0 | 0 | 0 | 0 | 0 | 0 | 0.00783 | 0.007982
1992 | 315.5521 | 0 | 0 | 0 | 0 | 0 | 0 | 0.019575 | 0
1992 | 315.5625 | 0 | 0 | 0 | 0 | 0 | 0 | 0.01566 | 0.027937
1992 | 315.5729 | 0 | 0 | 0 | 0 | 0 | 0 | 0.011745 | 0.011973
1992 | 315.5833 | 0 | 0 | 0 | 0 | 0 | 0 | 0.00783 | 0.007982
1992 | 315.5938 | 0 | 0 | 0 | 0 | 0 | 0 | 0.00783 | 0.023946
1992 | 315.6042 | 0 | 0 | 0 | 0 | 0 | 0 | 0.011745 | 0.007982
1992 | 315.6146 | 0 | 0 | 0 | 0 | 0 | 0 | 0.01566 | 0.007982
1992 | 315.625 | 0 | 0 | 0 | 0 | 0 | 0 | 0.003915 | -0.003991
1992 | 315.6354 | 0 | 0 | 0 | 0 | 0 | 0 | 0.011745 | 0.023946
1992 | 315.6458 | 0 | 0 | 0 | 0 | 0 | 0 | 0 | 0.015964
1992 | 315.6563 | 0 | 0 | 0 | 0 | 0 | 0 | 0.003915 | 0.007982
1992 | 315.6667 | 0 | 0 | 0 | 0 | 0 | 0 | 0.003915 | 0.011973
1992 | 315.6771 | 0 | 0 | 0 | 0 | 0 | 0 | -0.003915 | 0.003991
1992 | 315.6875 | 0 | 0 | 0 | 0 | 0 | 0 | 0 | 0.011973
1992 | 315.6979 | 0 | 0 | 0 | 0 | 0 | 0 | -0.019575 | 0.003991
1992 | 315.7083 | 0 | 0 | 0 | 0 | 0 | 0 | 0.01566 | 0.019955
1992 | 315.7188 | 0 | 0 | 0 | 0 | 0 | 0 | 0.00783 | 0.011973
1992 | 315.7292 | 0 | 0 | 0 | 0 | 0 | 0 | -0.003915 | -0.003991
1992 | 315.7396 | 0 | 0 | 0 | 0 | 0 | 0 | 0.003915 | 0.007982
1992 | 315.75 | 0 | 0 | 0 | 0 | 0 | 0 | 0 | 0.007982
1992 | 315.7604 | 0.00783 | 0 | 0 | 0 | 0 | 0 | 0 | -0.003991
1992 | 315.7708 | 0 | 0 | 0 | 0 | 0 | 0 | 0 | 0.019955
1992 | 315.7813 | 0 | 0 | 0 | 0 | 0 | 0 | 0 | -0.003991
1992 | 315.7917 | 0 | 0 | 0 | 0 | 0 | 0 | -0.003915 | 0
1992 | 315.8021 | 0.00783 | 0 | 0 | 0 | 0 | 0 | -0.003915 | 0
1992 | 315.8125 | 0 | 0.007982 | 0 | 0 | 0 | 0 | -0.00783 | 5.6843e-14
1992 | 315.8229 | 0 | 0 | 0 | 0 | 0 | 0 | 0.003915 | 0.011973
1992 | 315.8333 | 0 | 0 | 0 | 0 | 0 | 0 | -0.003915 | -0.007982
1992 | 315.8438 | 0.01566 | 0 | 0 | 0 | 0 | 0 | 0.02349 | 0.011973
1992 | 315.8542 | 0 | 0 | 0 | 0 | 0 | 0 | -0.00783 | 0.011973
1992 | 315.8646 | 0 | 0 | 0 | 0 | 0 | 0 | 0.01566 | 0.011973
1992 | 315.875 | 0.01566 | 0 | 0 | 0 | 0 | 0 | -0.003915 | -0.007982
1992 | 315.8854 | 0 | 0 | 0 | 0 | 0 | 0 | -0.01566 | 0.007982
1992 | 315.8958 | 0 | 0 | 0 | 0 | 0 | 0 | 0.01566 | 0.007982
1992 | 315.9063 | 0 | 0 | 0 | 0 | 0 | 0 | 0 | 0.003991
1992 | 315.9167 | 0 | 0 | 0 | 0 | 0 | 0 | -0.003915 | 0.007982
1992 | 315.9271 | 0.00783 | 0 | 0 | 0 | 0 | 0 | 0 | 0.003991
1992 | 315.9375 | 0 | 0 | 0 | 0 | 0 | 0 | 0.011745 | -0.007982
1992 | 315.9479 | 0 | 0 | 0 | 0 | 0 | 0 | -0.011745 | 0.003991
1992 | 315.9583 | 0 | 0 | 0 | 0 | 0 | 0 | -0.011745 | -0.003991
1992 | 315.9688 | 0.01566 | 0 | 0 | 0 | 0 | 0 | 0.003915 | 5.6843e-14
1992 | 315.9792 | 0.00783 | 0 | 0 | 0 | 0 | 0 | 0.00783 | -0.007982
1992 | 315.9896 | 0 | 0 | 0 | 0 | 0 | 0 | -0.00783 | 0
1992 | 316 | 0.03132 | 0 | 0 | 0 | 0 | 0 | 0.011745 | 0.003991
1992 | 316.0104 | 0 | 0 | 0 | 0 | 0 | 0 | -0.003915 | -0.007982
1992 | 316.0208 | 0.01566 | 0 | 0 | 0 | 0 | 0 | 0.003915 | 0.015964
1992 | 316.0313 | 0 | 0 | 0 | 0 | 0 | 0 | 0 | 0.003991
1992 | 316.0417 | 0.02349 | 0 | 0 | 0 | 0 | 0 | 0.003915 | 0
1992 | 316.0521 | 0.04698 | 0 | 0 | 0 | 0 | 0 | 0 | -0.011973
1992 | 316.0625 | 0 | 0 | 0 | 0 | 0 | 0 | 0.019575 | 0.023946
1992 | 316.0729 | 0 | 0 | 0 | 0 | 0 | 0 | 0.02349 | -0.003991
1992 | 316.0833 | 0 | 0 | 0 | 0 | 0 | 0 | -0.050895 | 0.007982
1992 | 316.0938 | 0 | 0 | 0 | 0 | 0 | 0 | 0.01566 | 0.015964
1992 | 316.1042 | 0 | 0 | 0 | 0 | 0 | 0 | 0.019575 | -0.003991
1992 | 316.1146 | 0 | 0 | 0 | 0 | 0 | 0 | 0.01566 | 0.019955
1992 | 316.125 | 0 | 0 | 0 | 0 | 0 | 0 | 0.01566 | -0.011973
1992 | 316.1354 | 0 | 0 | 0 | 0 | 0 | 0 | -0.03915 | 0.003991
1992 | 316.1458 | 0.09396 | 0.047892 | 0 | 0 | 0 | 0 | 0.00783 | -1.1369e-13
1992 | 316.1563 | 0 | 0.007982 | 0 | 0 | 0 | 0 | -0.019575 | 0.011973
1992 | 316.1667 | 0 | 0 | 0 | 0 | 0 | 0 | 0.035235 | 0
1992 | 316.1771 | 0 | 0.007982 | 0 | 0 | 0 | 0 | 0.02349 | 0.003991
1992 | 316.1875 | 0.00783 | 0.023946 | 0 | 0 | 0 | 0 | -0.027405 | -0.019955
1992 | 316.1979 | 0.0783 | 0 | 0 | 0 | 0 | 0 | 0.02349 | 0.003991
1992 | 316.2083 | 0 | 0.023946 | 0 | 0 | 0 | 0 | -0.00783 | 0.007982
1992 | 316.2188 | 0.01566 | 0 | 0 | 0 | 0 | 0 | -0.01566 | -0.015964
1992 | 316.2292 | 0 | 0 | 0 | 0 | 0 | 0 | 0.027405 | 0.003991
1992 | 316.2396 | 0 | 0 | 0 | 0 | 0 | 0 | 0.02349 | 0.015964
1992 | 316.25 | 0 | 0 | 0 | 0 | 0 | 0 | 0.003915 | -0.011973
1992 | 316.2604 | 0.01566 | 0.031928 | 0 | 0 | 0 | 0 | -0.019575 | 0.007982
1992 | 316.2708 | 0.04698 | 0 | 0 | 0 | 0 | 0 | 0 | -0.015964
1992 | 316.2813 | 0.03915 | 0.031928 | 0 | 0 | 0 | 0 | 0.01566 | 0.003991
1992 | 316.2917 | 0.03915 | 0.031928 | 0 | 0 | 0 | 0 | 0.01566 | 0.003991
1992 | 316.3021 | 0 | 0.031928 | 0 | 0 | 0 | 0 | -0.003915 | -1.1369e-13
1992 | 316.3125 | 0.05481 | 0.015964 | 0 | 0 | 0 | 0 | 1.1369e-13 | 0.007982
1992 | 316.3229 | 0.02349 | 0.023946 | 0 | 0 | 0 | 0 | 0.00783 | -0.011973
1992 | 316.3333 | 0 | 0 | 0 | 0 | 0 | 0 | -0.00783 | -0.003991
1992 | 316.3438 | 0.05481 | 0.087802 | 0 | 0 | 0 | 0 | 0 | 5.6843e-14
1992 | 316.3542 | 0.12528 | 0.095784 | 0 | 0 | 0 | 0 | 0.02349 | 5.6843e-14
1992 | 316.3646 | 0.04698 | 0.03991 | 0 | 0 | 0 | 0 | -0.019575 | -0.011973
1992 | 316.375 | 0.01566 | 0.015964 | 0 | 0 | 0 | 0 | -0.003915 | 0.003991
1992 | 316.3854 | 0.02349 | 0.03991 | 0 | 0 | 0 | 0 | 0.003915 | 0.003991
1992 | 316.3958 | 0 | 0.015964 | 0 | 0 | 0 | 0 | -1.1369e-13 | 5.6843e-14
1992 | 316.4063 | 0.0783 | 0 | 0 | 0 | 0 | 0 | 0.035235 | -0.003991
1992 | 316.4167 | 0 | 0.015964 | 0 | 0 | 0 | 0 | 0.01566 | 0
1992 | 316.4271 | 0.01566 | 0.015964 | 0 | 0 | 0 | 0 | -0.00783 | 0.015964
1992 | 316.4375 | 0 | 0 | 0 | 0 | 0 | 0 | 0.027405 | 0.007982
1992 | 316.4479 | 0 | 0 | 0 | 0 | 0 | 0 | 0.003915 | 0.007982
1992 | 316.4583 | 0 | 0.015964 | 0 | 0 | 0 | 0 | -0.00783 | -0.003991
1992 | 316.4688 | 0 | 0 | 0 | 0 | 0 | 0 | 0.02349 | 0.011973
1992 | 316.4792 | 0 | 0 | 0 | 0 | 0 | 0 | 0.011745 | 0.027937
1992 | 316.4896 | 0 | 0 | 0 | 0 | 0 | 0 | 0.011745 | 0.003991
1992 | 316.5 | 0 | 0 | 0 | 0 | 0 | 0 | 0.01566 | 0.011973
1992 | 316.5104 | 0 | 0 | 0 | 0 | 0 | 0 | 0.01566 | 0.035919
1992 | 316.5208 | 0 | 0 | 0 | 0 | 0 | 0 | -0.003915 | 0.011973
1992 | 316.5313 | 0 | 0 | 0 | 0 | 0 | 0 | 0.027405 | 0.023946
1992 | 316.5417 | 0 | 0 | 0 | 0 | 0 | 0 | 0.02349 | 0.019955
1992 | 316.5521 | 0 | 0 | 0 | 0 | 0 | 0 | 0.02349 | 0.019955
1992 | 316.5625 | 0 | 0 | 0 | 0 | 0 | 0 | 0.003915 | 0.015964
1992 | 316.5729 | 0 | 0 | 0 | 0 | 0 | 0 | 0.027405 | 0.023946
1992 | 316.5833 | 0 | 0 | 0 | 0 | 0 | 0 | -0.003915 | 0.027937
1992 | 316.5938 | 0 | 0 | 0 | 0 | 0 | 0 | -0.00783 | 0.007982
1992 | 316.6042 | 0 | 0 | 0 | 0 | 0 | 0 | -0.00783 | 0.003991
1992 | 316.6146 | 0 | 0 | 0 | 0 | 0 | 0 | 0.02349 | 0.027937
1992 | 316.625 | 0 | 0 | 0 | 0 | 0 | 0 | 0.035235 | 0.015964
1992 | 316.6354 | 0 | 0 | 0 | 0 | 0 | 0 | 0.019575 | 0.007982
1992 | 316.6458 | 0 | 0 | 0 | 0 | 0 | 0 | -0.019575 | 0.011973
1992 | 316.6563 | 0 | 0 | 0 | 0 | 0 | 0 | -0.02349 | -0.007982
1992 | 316.6667 | 0 | 0 | 0 | 0 | 0 | 0 | 0.019575 | 0.023946
1992 | 316.6771 | 0 | 0 | 0 | 0 | 0 | 0 | 0.058725 | 0.019955
1992 | 316.6875 | 0 | 0 | 0 | 0 | 0 | 0 | -0.019575 | 0.003991
1992 | 316.6979 | 0 | 0 | 0 | 0 | 0 | 0 | 0.011745 | 0.015964
1992 | 316.7083 | 0 | 0 | 0 | 0 | 0 | 0 | 0.011745 | 0.003991
1992 | 316.7188 | 0 | 0 | 0 | 0 | 0 | 0 | 0.03915 | 0.015964
1992 | 316.7292 | 0 | 0 | 0 | 0 | 0 | 0 | 0.019575 | 0.015964
1992 | 316.7396 | 0 | 0 | 0 | 0 | 0 | 0 | -0.027405 | -0.003991
1992 | 316.75 | 0 | 0 | 0 | 0 | 0 | 0 | 0.027405 | 0.015964
1992 | 316.7604 | 0 | 0 | 0 | 0 | 0 | 0 | 0 | 0.011973
1992 | 316.7708 | 0 | 0 | 0 | 0 | 0 | 0 | 0.00783 | 0.003991
1992 | 316.7813 | 0 | 0 | 0 | 0 | 0 | 0 | 0.019575 | 0.011973
1992 | 316.7917 | 0 | 0 | 0 | 0 | 0 | 0 | 0.011745 | 0.003991
1992 | 316.8021 | 0 | 0 | 0 | 0 | 0 | 0 | 0.00783 | 0.015964
1992 | 316.8125 | 0 | 0 | 0 | 0 | 0 | 0 | 0.011745 | -0.003991
1992 | 316.8229 | 0 | 0 | 0 | 0 | 0 | 0 | -0.00783 | 0
1992 | 316.8333 | 0.00783 | 0 | 0 | 0 | 0 | 0 | -0.003915 | -0.007982
1992 | 316.8438 | 0.02349 | 0 | 0 | 0 | 0 | 0 | 0.01566 | 0.003991
1992 | 316.8542 | 0 | 0 | 0 | 0 | 0 | 0 | 0.011745 | 0.007982
1992 | 316.8646 | 0 | 0 | 0 | 0 | 0 | 0 | 0.00783 | 0.003991
1992 | 316.875 | 0 | 0 | 0 | 0 | 0 | 0 | 0.003915 | -0.007982
1992 | 316.8854 | 0.00783 | 0 | 0 | 0 | 0 | 0 | 0.003915 | 0.003991
1992 | 316.8958 | 0 | 0 | 0 | 0 | 0 | 0 | 0.003915 | 0.003991
1992 | 316.9063 | 0 | 0 | 0 | 0 | 0 | 0 | 0 | -0.003991
1992 | 316.9167 | 0 | 0 | 0 | 0 | 0 | 0 | -0.011745 | -0.003991
1992 | 316.9271 | 0.01566 | 0 | 0 | 0 | 0 | 0 | 1.1369e-13 | -0.003991
1992 | 316.9375 | 0 | 0 | 0 | 0 | 0 | 0 | 0.01566 | 0.007982
1992 | 316.9479 | 0 | 0 | 0 | 0 | 0 | 0 | -0.011745 | 0
1992 | 316.9583 | 0 | 0 | 0 | 0 | 0 | 0 | 0.00783 | 0
1992 | 316.9688 | 0.00783 | 0 | 0 | 0 | 0 | 0 | -0.00783 | -0.007982
1992 | 316.9792 | 0 | 0 | 0 | 0 | 0 | 0 | 0 | 0
1992 | 316.9896 | 0 | 0 | 0 | 0 | 0 | 0 | -0.003915 | 0
1992 | 317 | 0 | 0 | 0 | 0 | 0 | 0 | -0.00783 | -0.003991
1992 | 317.0104 | 0.00783 | 0 | 0 | 0 | 0 | 0 | -0.003915 | 0
1992 | 317.0208 | 0 | 0 | 0 | 0 | 0 | 0 | 0.02349 | 0.007982
1992 | 317.0313 | 0 | 0 | 0 | 0 | 0 | 0 | -0.003915 | -0.003991
1992 | 317.0417 | 0.02349 | 0.007982 | 0 | 0 | 0 | 0 | 0.003915 | -0.003991
1992 | 317.0521 | 0.00783 | 0 | 0 | 0 | 0 | 0 | 0.00783 | 0.003991
1992 | 317.0625 | 0 | 0 | 0 | 0 | 0 | 0 | -0.019575 | 0
1992 | 317.0729 | 0 | 0 | 0 | 0 | 0 | 0 | 0.00783 | -0.003991
1992 | 317.0833 | 0.03132 | 0.015964 | 0 | 0 | 0 | 0 | -0.011745 | 0.003991
1992 | 317.0938 | 0.05481 | 0.007982 | 0 | 0 | 0 | 0 | 0 | -0.003991
1992 | 317.1042 | 0.03132 | 0.007982 | 0 | 0 | 0 | 0 | 0.02349 | 0
1992 | 317.1146 | 0 | 0 | 0 | 0 | 0 | 0 | 0.04698 | 0.011973
1992 | 317.125 | 0 | 0 | 0 | 0 | 0 | 0 | 0.01566 | 0.015964
1992 | 317.1354 | 0 | 0.023946 | 0 | 0 | 0 | 0 | -0.06264 | -0.007982
1992 | 317.1458 | 0.03915 | 0 | 0 | 0 | 0 | 0 | 1.1369e-13 | -0.003991
1992 | 317.1563 | 0.03915 | 0 | 0 | 0 | 0 | 0 | -0.01566 | 0.007982
1992 | 317.1667 | 0.02349 | 0 | 0 | 0 | 0 | 0 | -0.003915 | -0.011973
1992 | 317.1771 | 0 | 0 | 0 | 0 | 0 | 0 | 0 | 0
1992 | 317.1875 | 0 | 0 | 0 | 0 | 0 | 0 | 0.019575 | 0.047892
1992 | 317.1979 | 0 | 0 | 0 | 0 | 0 | 0 | 0.011745 | -0.003991
1992 | 317.2083 | 0 | 0 | 0 | 0 | 0 | 0 | 0.003915 | 0.023946
1992 | 317.2188 | 0 | 0 | 0 | 0 | 0 | 0 | -0.00783 | -0.011973
1992 | 317.2292 | 0 | 0 | 0 | 0 | 0 | 0 | -0.03132 | 0.015964
1992 | 317.2396 | 0.07047 | 0 | 0 | 0 | 0 | 0 | 0.043065 | 0.007982
1992 | 317.25 | 0 | 0 | 0 | 0 | 0 | 0 | 0.074385 | -0.007982
1992 | 317.2604 | 0 | 0 | 0 | 0 | 0 | 0 | 0.003915 | 0.023946
1992 | 317.2708 | 0 | 0 | 0 | 0 | 0 | 0 | 0.10962 | 0.067847
1992 | 317.2813 | 0 | 0 | 0 | 0 | 0 | 0 | 0.0783 | 0.027937
1992 | 317.2917 | 0 | 0 | 0 | 0 | 0 | 0 | 0.06264 | 0.007982
1992 | 317.3021 | 0 | 0 | 0 | 0 | 0 | 0 | -0.003915 | 0.003991
1992 | 317.3125 | 0 | 0 | 0 | 0 | 0 | 0 | -0.019575 | -0.003991
1992 | 317.3229 | 0 | 0 | 0 | 0 | 0 | 0 | 0.003915 | -0.003991
1992 | 317.3333 | 0.06264 | 0.015964 | 0 | 0 | 0 | 0 | 0 | 5.6843e-14
1992 | 317.3438 | 0.01566 | 0.007982 | 0 | 0 | 0 | 0 | -0.00783 | 1.1369e-13
1992 | 317.3542 | 0 | 0 | 0 | 0 | 0 | 0 | 0.011745 | 0.003991
1992 | 317.3646 | 0 | 0 | 0 | 0 | 0 | 0 | 0.027405 | -0.011973
1992 | 317.375 | 0 | 0 | 0 | 0 | 0 | 0 | -0.03132 | -0.019955
1992 | 317.3854 | 0 | 0 | 0 | 0 | 0 | 0 | -0.06264 | 0.003991
1992 | 317.3958 | 0 | 0 | 0 | 0 | 0 | 0 | 0.011745 | 0.003991
1992 | 317.4063 | 0 | 0 | 0 | 0 | 0 | 0 | 0.058725 | 0.047892
1992 | 317.4167 | 0 | 0 | 0 | 0 | 0 | 0 | 0.019575 | -0.019955
1992 | 317.4271 | 0 | 0 | 0 | 0 | 0 | 0 | 0.050895 | 0.043901
1992 | 317.4375 | 0 | 0 | 0 | 0 | 0 | 0 | 0.027405 | -0.019955
1992 | 317.4479 | 0 | 0 | 0 | 0 | 0 | 0 | 0.04698 | 0.007982
1992 | 317.4583 | 0 | 0 | 0 | 0 | 0 | 0 | 0.019575 | -0.019955
1992 | 317.4688 | 0 | 0 | 0 | 0 | 0 | 0 | 0.03915 | 0.043901
1992 | 317.4792 | 0 | 0 | 0 | 0 | 0 | 0 | 0.01566 | -0.011973
1992 | 317.4896 | 0 | 0 | 0 | 0 | 0 | 0 | 0.03915 | 0.011973
1992 | 317.5 | 0 | 0 | 0 | 0 | 0 | 0 | 0.027405 | -0.003991
1992 | 317.5104 | 0 | 0 | 0 | 0 | 0 | 0 | 0.003915 | 0.003991
1992 | 317.5208 | 0 | 0 | 0 | 0 | 0 | 0 | 0.03132 | 0.019955
1992 | 317.5313 | 0 | 0 | 0 | 0 | 0 | 0 | 0.05481 | 0.003991
1992 | 317.5417 | 0 | 0 | 0 | 0 | 0 | 0 | 0.00783 | 0.003991
1992 | 317.5521 | 0 | 0 | 0 | 0 | 0 | 0 | 0.003915 | 0.015964
1992 | 317.5625 | 0 | 0 | 0 | 0 | 0 | 0 | -0.019575 | 0
1992 | 317.5729 | 0 | 0 | 0 | 0 | 0 | 0 | 0.058725 | 0.027937
1992 | 317.5833 | 0 | 0 | 0 | 0 | 0 | 0 | 0 | -0.015964
1992 | 317.5938 | 0 | 0 | 0 | 0 | 0 | 0 | 0.01566 | 0.011973
1992 | 317.6042 | 0 | 0 | 0 | 0 | 0 | 0 | 0.02349 | 0.019955
1992 | 317.6146 | 0 | 0 | 0 | 0 | 0 | 0 | -0.003915 | -0.011973
1992 | 317.625 | 0 | 0 | 0 | 0 | 0 | 0 | 0.03915 | 0.019955
1992 | 317.6354 | 0 | 0 | 0 | 0 | 0 | 0 | -0.00783 | 0.011973
1992 | 317.6458 | 0 | 0 | 0 | 0 | 0 | 0 | 0.035235 | 0.015964
1992 | 317.6563 | 0 | 0 | 0 | 0 | 0 | 0 | -0.003915 | 0.011973
1992 | 317.6667 | 0 | 0 | 0 | 0 | 0 | 0 | -0.003915 | 0.003991
1992 | 317.6771 | 0 | 0 | 0 | 0 | 0 | 0 | 0.03132 | 0.027937
1992 | 317.6875 | 0 | 0 | 0 | 0 | 0 | 0 | 0.00783 | 0
1992 | 317.6979 | 0 | 0 | 0 | 0 | 0 | 0 | 0 | 0.015964
1992 | 317.7083 | 0 | 0 | 0 | 0 | 0 | 0 | 0.011745 | 0.003991
1992 | 317.7188 | 0 | 0 | 0 | 0 | 0 | 0 | -0.011745 | -0.003991
1992 | 317.7292 | 0 | 0 | 0 | 0 | 0 | 0 | 0.011745 | 0
1992 | 317.7396 | 0 | 0 | 0 | 0 | 0 | 0 | -0.003915 | 0.007982
1992 | 317.75 | 0 | 0 | 0 | 0 | 0 | 0 | 0 | 0.015964
1992 | 317.7604 | 0 | 0 | 0 | 0 | 0 | 0 | -0.003915 | -0.003991
1992 | 317.7708 | 0 | 0 | 0 | 0 | 0 | 0 | 0.00783 | 0.011973
1992 | 317.7813 | 0 | 0 | 0 | 0 | 0 | 0 | -1.1369e-13 | 0
1992 | 317.7917 | 0 | 0 | 0 | 0 | 0 | 0 | 0.003915 | 0.003991
1992 | 317.8021 | 0 | 0 | 0 | 0 | 0 | 0 | -0.00783 | 0.003991
1992 | 317.8125 | 0 | 0 | 0 | 0 | 0 | 0 | 0.003915 | 0.003991
1992 | 317.8229 | 0 | 0 | 0 | 0 | 0 | 0 | 1.1369e-13 | -0.003991
1992 | 317.8333 | 0 | 0 | 0 | 0 | 0 | 0 | -1.1369e-13 | 0.007982
1992 | 317.8438 | 0 | 0 | 0 | 0 | 0 | 0 | -0.003915 | 0
1992 | 317.8542 | 0.00783 | 0 | 0 | 0 | 0 | 0 | 0 | 0.007982
1992 | 317.8646 | 0.01566 | 0 | 0 | 0 | 0 | 0 | 0.00783 | -0.003991
1992 | 317.875 | 0.00783 | 0 | 0 | 0 | 0 | 0 | -0.003915 | 0.007982
1992 | 317.8854 | 0.00783 | 0 | 0 | 0 | 0 | 0 | -0.003915 | 0.007982
1992 | 317.8958 | 0 | 0 | 0 | 0 | 0 | 0 | 0.00783 | 0.011973
1992 | 317.9063 | 0 | 0 | 0 | 0 | 0 | 0 | -0.01566 | 0.007982
1992 | 317.9167 | 0 | 0 | 0 | 0 | 0 | 0 | 0.003915 | -0.003991
1992 | 317.9271 | 0 | 0 | 0 | 0 | 0 | 0 | 0.03132 | 0.003991
1992 | 317.9375 | 0 | 0 | 0 | 0 | 0 | 0 | -0.011745 | 0.007982
1992 | 317.9479 | 0 | 0 | 0 | 0 | 0 | 0 | 0.011745 | 0
1992 | 317.9583 | 0 | 0 | 0 | 0 | 0 | 0 | 0.003915 | 0
1992 | 317.9688 | 0 | 0 | 0 | 0 | 0 | 0 | -0.00783 | 0.007982
1992 | 317.9792 | 0 | 0 | 0 | 0 | 0 | 0 | -0.003915 | 0.003991
1992 | 317.9896 | 0 | 0 | 0 | 0 | 0 | 0 | -0.003915 | 0.011973
1992 | 318 | 0 | 0 | 0 | 0 | 0 | 0 | 0 | 0
1992 | 318.0104 | 0.01566 | 0 | 0 | 0 | 0 | 0 | 0 | 0.007982
1992 | 318.0208 | 0 | 0 | 0 | 0 | 0 | 0 | -0.003915 | -0.003991
1992 | 318.0313 | 0 | 0 | 0 | 0 | 0 | 0 | 1.1369e-13 | -0.003991
1992 | 318.0417 | 0 | 0 | 0 | 0 | 0 | 0 | -1.1369e-13 | 0.015964
1992 | 318.0521 | 0 | 0 | 0 | 0 | 0 | 0 | 0.003915 | 0
1992 | 318.0625 | 0 | 0 | 0 | 0 | 0 | 0 | -0.003915 | 0.003991
1992 | 318.0729 | 0 | 0 | 0 | 0 | 0 | 0 | -0.003915 | 0.003991
1992 | 318.0833 | 0 | 0 | 0 | 0 | 0 | 0 | 0.00783 | 0
1992 | 318.0938 | 0 | 0 | 0 | 0 | 0 | 0 | -0.011745 | 0
1992 | 318.1042 | 0.00783 | 0 | 0 | 0 | 0 | 0 | -0.003915 | 5.6843e-14
1992 | 318.1146 | 0.01566 | 0 | 0 | 0 | 0 | 0 | 0.003915 | 0.003991
1992 | 318.125 | 0 | 0 | 0 | 0 | 0 | 0 | 0.003915 | -0.003991
1992 | 318.1354 | 0 | 0 | 0 | 0 | 0 | 0 | 0.00783 | 0.011973
1992 | 318.1458 | 0 | 0 | 0 | 0 | 0 | 0 | -0.027405 | 0
1992 | 318.1563 | 0 | 0 | 0 | 0 | 0 | 0 | 0.02349 | 0.003991
1992 | 318.1667 | 0.02349 | 0 | 0 | 0 | 0 | 0 | 0 | 0
1992 | 318.1771 | 0.00783 | 0 | 0 | 0 | 0 | 0 | 0.019575 | 0
1992 | 318.1875 | 0 | 0 | 0 | 0 | 0 | 0 | 0 | 0
1992 | 318.1979 | 0.00783 | 0 | 0 | 0 | 0 | 0 | -0.003915 | 0.003991
1992 | 318.2083 | 0.00783 | 0 | 0 | 0 | 0 | 0 | 0 | 0
1992 | 318.2188 | 0 | 0 | 0 | 0 | 0 | 0 | 0 | 0.003991
1992 | 318.2292 | 0.01566 | 0 | 0 | 0 | 0 | 0 | 0 | 0
1992 | 318.2396 | 0.01566 | 0 | 0 | 0 | 0 | 0 | 0.003915 | 0
1992 | 318.25 | 0 | 0 | 0 | 0 | 0 | 0 | 0 | 0.003991
1992 | 318.2604 | 0 | 0 | 0 | 0 | 0 | 0 | 0 | -0.003991
1992 | 318.2708 | 0 | 0 | 0 | 0 | 0 | 0 | -0.011745 | 0.003991
1992 | 318.2813 | 0 | 0 | 0 | 0 | 0 | 0 | -1.1369e-13 | -0.003991
1992 | 318.2917 | 0 | 0 | 0 | 0 | 0 | 0 | 0.02349 | 0
1992 | 318.3021 | 0 | 0 | 0 | 0 | 0 | 0 | 0.00783 | 0
1992 | 318.3125 | 0.00783 | 0 | 0 | 0 | 0 | 0 | 0 | 0
1992 | 318.3229 | 0.00783 | 0 | 0 | 0 | 0 | 0 | 0.019575 | -0.003991
1992 | 318.3333 | 0.01566 | 0 | 0 | 0 | 0 | 0 | -0.003915 | 0
1992 | 318.3438 | 0.00783 | 0.015964 | 0 | 0 | 0 | 0 | 0.00783 | 0.003991
1992 | 318.3542 | 0 | 0 | 0 | 0 | 0 | 0 | 0.03915 | 0
1992 | 318.3646 | 0 | 0.007982 | 0 | 0 | 0 | 0 | 0.003915 | 5.6843e-14
1992 | 318.375 | 0 | 0.023946 | 0 | 0 | 0 | 0 | 0.003915 | 0.003991
1992 | 318.3854 | 0.03915 | 0 | 0 | 0 | 0 | 0 | 0.00783 | -0.003991
1992 | 318.3958 | 0.01566 | 0.015964 | 0 | 0 | 0 | 0 | -0.003915 | 5.6843e-14
1992 | 318.4063 | 0 | 0.015964 | 0 | 0 | 0 | 0 | 0 | -5.6843e-14
1992 | 318.4167 | 0 | 0.015964 | 0 | 0 | 0 | 0 | 0.003915 | 0
1992 | 318.4271 | 0 | 0.023946 | 0 | 0 | 0 | 0 | 0.027405 | 0.007982
1992 | 318.4375 | 0 | 0.015964 | 0 | 0 | 0 | 0 | 0.035235 | -0.003991
1992 | 318.4479 | 0 | 0 | 0 | 0 | 0 | 0 | 0.035235 | -0.003991
1992 | 318.4583 | 0 | 0.015964 | 0 | 0 | 0 | 0 | 0.019575 | 0.003991
1992 | 318.4688 | 0 | 0 | 0 | 0 | 0 | 0 | 0.011745 | 0
1992 | 318.4792 | 0 | 0.007982 | 0 | 0 | 0 | 0 | 0.011745 | 0.003991
1992 | 318.4896 | 0 | 0 | 0 | 0 | 0 | 0 | 0.011745 | 0.003991
1992 | 318.5 | 0 | 0 | 0 | 0 | 0 | 0 | 0.011745 | 0.007982
1992 | 318.5104 | 0 | 0 | 0 | 0 | 0 | 0 | 0.027405 | 0.007982
1992 | 318.5208 | 0 | 0 | 0 | 0 | 0 | 0 | -0.003915 | 0.003991
1992 | 318.5313 | 0 | 0 | 0 | 0 | 0 | 0 | 0.00783 | 0.011973
1992 | 318.5417 | 0 | 0 | 0 | 0 | 0 | 0 | 0.00783 | 0.003991
1992 | 318.5521 | 0 | 0 | 0 | 0 | 0 | 0 | 0.00783 | 0.007982
1992 | 318.5625 | 0 | 0 | 0 | 0 | 0 | 0 | 0.011745 | 0.011973
1992 | 318.5729 | 0 | 0 | 0 | 0 | 0 | 0 | 0 | 0.011973
1992 | 318.5833 | 0 | 0 | 0 | 0 | 0 | 0 | -0.003915 | 0.007982
1992 | 318.5938 | 0 | 0 | 0 | 0 | 0 | 0 | 0 | 0
1992 | 318.6042 | 0 | 0 | 0 | 0 | 0 | 0 | 0.019575 | 0.019955
1992 | 318.6146 | 0 | 0 | 0 | 0 | 0 | 0 | 0.03132 | 0.003991
1992 | 318.625 | 0 | 0 | 0 | 0 | 0 | 0 | -0.019575 | 0.011973
1992 | 318.6354 | 0 | 0 | 0 | 0 | 0 | 0 | -0.003915 | 0.007982
1992 | 318.6458 | 0 | 0 | 0 | 0 | 0 | 0 | 0.05481 | 0.007982
1992 | 318.6563 | 0 | 0 | 0 | 0 | 0 | 0 | -0.011745 | 0.007982
1992 | 318.6667 | 0 | 0 | 0 | 0 | 0 | 0 | 0.011745 | 0.015964
1992 | 318.6771 | 0 | 0 | 0 | 0 | 0 | 0 | 0.011745 | 0.007982
1992 | 318.6875 | 0 | 0 | 0 | 0 | 0 | 0 | -0.003915 | 0.011973
1992 | 318.6979 | 0 | 0 | 0 | 0 | 0 | 0 | 0.01566 | 0.011973
1992 | 318.7083 | 0 | 0 | 0 | 0 | 0 | 0 | 0.01566 | 0.011973
1992 | 318.7188 | 0 | 0 | 0 | 0 | 0 | 0 | 0.003915 | 0
1992 | 318.7292 | 0 | 0 | 0 | 0 | 0 | 0 | 0.003915 | 0.007982
1992 | 318.7396 | 0 | 0 | 0 | 0 | 0 | 0 | 0.011745 | 0.011973
1992 | 318.75 | 0 | 0 | 0 | 0 | 0 | 0 | 0 | 0.011973
1992 | 318.7604 | 0 | 0 | 0 | 0 | 0 | 0 | -0.003915 | 0.007982
1992 | 318.7708 | 0 | 0 | 0 | 0 | 0 | 0 | -0.003915 | 5.6843e-14
1992 | 318.7813 | 0 | 0 | 0 | 0 | 0 | 0 | 0.00783 | 0.007982
1992 | 318.7917 | 0 | 0 | 0 | 0 | 0 | 0 | -0.011745 | 0
1992 | 318.8021 | 0 | 0 | 0 | 0 | 0 | 0 | 0.003915 | 0.007982
1992 | 318.8125 | 0 | 0 | 0 | 0 | 0 | 0 | 0.003915 | 0.003991
1992 | 318.8229 | 0 | 0 | 0 | 0 | 0 | 0 | -0.003915 | 0.007982
1992 | 318.8333 | 0 | 0 | 0 | 0 | 0 | 0 | -0.003915 | 0.003991
1992 | 318.8438 | 0 | 0 | 0 | 0 | 0 | 0 | 0 | 0.003991
1992 | 318.8542 | 0 | 0 | 0 | 0 | 0 | 0 | 0 | 0.003991
1992 | 318.8646 | 0 | 0 | 0 | 0 | 0 | 0 | 0 | 0.003991
1992 | 318.875 | 0 | 0 | 0 | 0 | 0 | 0 | 0.00783 | 0.003991
1992 | 318.8854 | 0 | 0 | 0 | 0 | 0 | 0 | 0 | 0.007982
1992 | 318.8958 | 0 | 0 | 0 | 0 | 0 | 0 | 0.003915 | 0
1992 | 318.9063 | 0 | 0 | 0 | 0 | 0 | 0 | 0 | 0.007982
1992 | 318.9167 | 0 | 0 | 0 | 0 | 0 | 0 | -0.00783 | 0
1992 | 318.9271 | 0 | 0 | 0 | 0 | 0 | 0 | 0 | 0.007982
1992 | 318.9375 | 0 | 0 | 0 | 0 | 0 | 0 | 0 | 0
1992 | 318.9479 | 0 | 0 | 0 | 0 | 0 | 0 | 0 | 0
1992 | 318.9583 | 0 | 0 | 0 | 0 | 0 | 0 | -0.003915 | 0
1992 | 318.9688 | 0 | 0 | 0 | 0 | 0 | 0 | 0.003915 | 0.011973
1992 | 318.9792 | 0 | 0 | 0 | 0 | 0 | 0 | 0.003915 | -0.003991
1992 | 318.9896 | 0 | 0 | 0 | 0 | 0 | 0 | 0 | 0.003991
1992 | 319 | 0.00783 | 0 | 0 | 0 | 0 | 0 | -0.011745 | 0
1992 | 319.0104 | 0 | 0 | 0 | 0 | 0 | 0 | 0.01566 | 0.003991
1992 | 319.0208 | 0 | 0 | 0 | 0 | 0 | 0 | -0.003915 | 0
1992 | 319.0313 | 0 | 0 | 0 | 0 | 0 | 0 | -0.003915 | 0
1992 | 319.0417 | 0.01566 | 0 | 0 | 0 | 0 | 0 | 0.00783 | 0.007982
1992 | 319.0521 | 0 | 0 | 0 | 0 | 0 | 0 | 0 | -0.007982
1992 | 319.0625 | 0 | 0 | 0 | 0 | 0 | 0 | 0.003915 | 0.003991
1992 | 319.0729 | 0 | 0 | 0 | 0 | 0 | 0 | 0.003915 | 0
1992 | 319.0833 | 0 | 0 | 0 | 0 | 0 | 0 | -0.003915 | 0.003991
1992 | 319.0938 | 0 | 0 | 0 | 0 | 0 | 0 | 0.00783 | 0
1992 | 319.1042 | 0 | 0 | 0 | 0 | 0 | 0 | -0.00783 | 0
1992 | 319.1146 | 0 | 0 | 0 | 0 | 0 | 0 | 0.003915 | 0
1992 | 319.125 | 0 | 0 | 0 | 0 | 0 | 0 | -0.003915 | 0
1992 | 319.1354 | 0 | 0 | 0 | 0 | 0 | 0 | -0.003915 | 0
1992 | 319.1458 | 0.00783 | 0 | 0 | 0 | 0 | 0 | 0 | 0
1992 | 319.1563 | 0.00783 | 0 | 0 | 0 | 0 | 0 | 0 | 0
1992 | 319.1667 | 0 | 0 | 0 | 0 | 0 | 0 | -0.003915 | 0
1992 | 319.1771 | 0 | 0 | 0 | 0 | 0 | 0 | 0.011745 | 0
1992 | 319.1875 | 0 | 0.007982 | 0 | 0 | 0 | 0 | -0.00783 | -5.6843e-14
1992 | 319.1979 | 0 | 0 | 0 | 0 | 0 | 0 | -0.003915 | 0
1992 | 319.2083 | 0 | 0 | 0 | 0 | 0 | 0 | 0.00783 | 0.003991
1992 | 319.2188 | 0 | 0 | 0 | 0 | 0 | 0 | -0.003915 | -0.003991
1992 | 319.2292 | 0.00783 | 0 | 0 | 0 | 0 | 0 | 0 | 0.007982
1992 | 319.2396 | 0 | 0 | 0 | 0 | 0 | 0 | 0.011745 | -0.003991
1992 | 319.25 | 0 | 0 | 0 | 0 | 0 | 0 | 0 | -0.003991
1992 | 319.2604 | 0 | 0 | 0 | 0 | 0 | 0 | -0.00783 | 0.003991
1992 | 319.2708 | 0 | 0 | 0 | 0 | 0 | 0 | -0.003915 | 0
1992 | 319.2813 | 0.00783 | 0 | 0 | 0 | 0 | 0 | -0.003915 | -0.003991
1992 | 319.2917 | 0.00783 | 0 | 0 | 0 | 0 | 0 | 0.003915 | 0.003991
1992 | 319.3021 | 0 | 0 | 0 | 0 | 0 | 0 | 0.00783 | 0.003991
1992 | 319.3125 | 0 | 0 | 0 | 0 | 0 | 0 | 0.003915 | -0.007982
1992 | 319.3229 | 0.00783 | 0 | 0 | 0 | 0 | 0 | 0 | 0.007982
1992 | 319.3333 | 0 | 0 | 0 | 0 | 0 | 0 | 0.003915 | -0.003991
1992 | 319.3438 | 0 | 0 | 0 | 0 | 0 | 0 | 0.00783 | -0.003991
1992 | 319.3542 | 0 | 0.007982 | 0 | 0 | 0 | 0 | -0.02349 | 0
1992 | 319.3646 | 0 | 0.015964 | 0 | 0 | 0 | 0 | -0.00783 | -1.1369e-13
1992 | 319.375 | 0.01566 | 0.023946 | 0 | 0 | 0 | 0 | 0.011745 | 0.003991
1992 | 319.3854 | 0 | 0 | 0 | 0 | 0 | 0 | 0.011745 | -0.003991
1992 | 319.3958 | 0 | 0.007982 | 0 | 0 | 0 | 0 | 0.01566 | -0.003991
1992 | 319.4063 | 0 | 0.007982 | 0 | 0 | 0 | 0 | -0.00783 | 0.003991
1992 | 319.4167 | 0 | 0.015964 | 0 | 0 | 0 | 0 | 0.01566 | -5.6843e-14
1992 | 319.4271 | 0 | 0 | 0 | 0 | 0 | 0 | 0.011745 | -5.6843e-14
1992 | 319.4375 | 0 | 0.015964 | 0 | 0 | 0 | 0 | 0.00783 | 0
1992 | 319.4479 | 0 | 0.007982 | 0 | 0 | 0 | 0 | 0.011745 | 5.6843e-14
1992 | 319.4583 | 0 | 0.007982 | 0 | 0 | 0 | 0 | 0.00783 | -5.6843e-14
1992 | 319.4688 | 0 | 0.007982 | 0 | 0 | 0 | 0 | 0.011745 | 0.003991
1992 | 319.4792 | 0 | 0 | 0 | 0 | 0 | 0 | 0.003915 | 0.003991
1992 | 319.4896 | 0 | 0 | 0 | 0 | 0 | 0 | 0.019575 | 0.003991
1992 | 319.5 | 0 | 0 | 0 | 0 | 0 | 0 | 0.019575 | -0.003991
1992 | 319.5104 | 0 | 0 | 0 | 0 | 0 | 0 | 0 | 0.003991
1992 | 319.5208 | 0 | 0 | 0 | 0 | 0 | 0 | 0.027405 | 0.011973
1992 | 319.5313 | 0 | 0 | 0 | 0 | 0 | 0 | 0.003915 | 0.015964
1992 | 319.5417 | 0 | 0 | 0 | 0 | 0 | 0 | 0.027405 | 0.011973
1992 | 319.5521 | 0 | 0 | 0 | 0 | 0 | 0 | 0.00783 | 0.007982
1992 | 319.5625 | 0.01566 | 0 | 0 | 0 | 0 | 0 | -0.003915 | 0.011973
1992 | 319.5729 | 0.01566 | 0 | 0 | 0 | 0 | 0 | 0.019575 | 0.011973
1992 | 319.5833 | 0 | 0 | 0 | 0 | 0 | 0 | 0.03132 | 0.031928
1992 | 319.5938 | 0 | 0 | 0 | 0 | 0 | 0 | 0.003915 | 0.003991
1992 | 319.6042 | 0 | 0 | 0 | 0 | 0 | 0 | 0.00783 | 0.015964
1992 | 319.6146 | 0 | 0 | 0 | 0 | 0 | 0 | -0.003915 | 0
1992 | 319.625 | 0 | 0 | 0 | 0 | 0 | 0 | 0 | 0.007982
1992 | 319.6354 | 0 | 0 | 0 | 0 | 0 | 0 | 0 | 0.019955
1992 | 319.6458 | 0 | 0 | 0 | 0 | 0 | 0 | -0.003915 | -0.011973
1992 | 319.6563 | 0 | 0 | 0 | 0 | 0 | 0 | 0.011745 | 0.027937
1992 | 319.6667 | 0 | 0 | 0 | 0 | 0 | 0 | 0.011745 | 0.015964
1992 | 319.6771 | 0 | 0 | 0 | 0 | 0 | 0 | 0.00783 | 0.019955
1992 | 319.6875 | 0 | 0 | 0 | 0 | 0 | 0 | 0.019575 | 0.011973
1992 | 319.6979 | 0 | 0 | 0 | 0 | 0 | 0 | 1.1369e-13 | -0.003991
1992 | 319.7083 | 0 | 0 | 0 | 0 | 0 | 0 | 0 | 0.015964
1992 | 319.7188 | 0 | 0 | 0 | 0 | 0 | 0 | 0.03132 | 0.011973
1992 | 319.7292 | 0 | 0 | 0 | 0 | 0 | 0 | 0.019575 | 0
1992 | 319.7396 | 0 | 0 | 0 | 0 | 0 | 0 | -0.003915 | 0.023946
1992 | 319.75 | 0 | 0 | 0 | 0 | 0 | 0 | 0.011745 | -0.003991
1992 | 319.7604 | 0 | 0 | 0 | 0 | 0 | 0 | -0.01566 | 0.007982
1992 | 319.7708 | 0 | 0 | 0 | 0 | 0 | 0 | -0.003915 | 0.007982
1992 | 319.7813 | 0 | 0 | 0 | 0 | 0 | 0 | 0.003915 | 0.003991
1992 | 319.7917 | 0 | 0 | 0 | 0 | 0 | 0 | 0.003915 | 0.003991
1992 | 319.8021 | 0.02349 | 0 | 0 | 0 | 0 | 0 | 0.003915 | 0.011973
1992 | 319.8125 | 0 | 0 | 0 | 0 | 0 | 0 | 0.003915 | -0.003991
1992 | 319.8229 | 0 | 0 | 0 | 0 | 0 | 0 | -0.003915 | 0.011973
1992 | 319.8333 | 0.00783 | 0 | 0 | 0 | 0 | 0 | 0 | 0.003991
1992 | 319.8438 | 0 | 0 | 0 | 0 | 0 | 0 | 0.003915 | 0.003991
1992 | 319.8542 | 0 | 0 | 0 | 0 | 0 | 0 | -0.003915 | 0.011973
1992 | 319.8646 | 0.00783 | 0 | 0 | 0 | 0 | 0 | -0.00783 | 0.007982
1992 | 319.875 | 0 | 0 | 0 | 0 | 0 | 0 | 0 | 0
1992 | 319.8854 | 0 | 0 | 0 | 0 | 0 | 0 | -0.003915 | 0
1992 | 319.8958 | 0 | 0 | 0 | 0 | 0 | 0 | 0.02349 | 0.011973
1992 | 319.9063 | 0 | 0 | 0 | 0 | 0 | 0 | 0.00783 | 0
1992 | 319.9167 | 0 | 0 | 0 | 0 | 0 | 0 | 0 | 0.003991
1992 | 319.9271 | 0 | 0 | 0 | 0 | 0 | 0 | 0 | 0.003991
1992 | 319.9375 | 0.00783 | 0 | 0 | 0 | 0 | 0 | -0.003915 | 0.007982
1992 | 319.9479 | 0 | 0 | 0 | 0 | 0 | 0 | 0.00783 | 0
1992 | 319.9583 | 0 | 0 | 0 | 0 | 0 | 0 | -0.011745 | 0.003991
1992 | 319.9688 | 0.00783 | 0 | 0 | 0 | 0 | 0 | -0.011745 | 0.003991
1992 | 319.9792 | 0 | 0 | 0 | 0 | 0 | 0 | 0.011745 | 0.003991
1992 | 319.9896 | 0 | 0 | 0 | 0 | 0 | 0 | 0 | 0
1992 | 320 | 0 | 0 | 0 | 0 | 0 | 0 | 0.01566 | 0
1992 | 320.0104 | 0 | 0 | 0 | 0 | 0 | 0 | 0 | 0.003991
1992 | 320.0208 | 0 | 0 | 0 | 0 | 0 | 0 | 0 | 0.003991
1992 | 320.0313 | 0 | 0 | 0 | 0 | 0 | 0 | -0.011745 | 0
1992 | 320.0417 | 0 | 0 | 0 | 0 | 0 | 0 | 0.00783 | 0
1992 | 320.0521 | 0.04698 | 0 | 0 | 0 | 0 | 0 | 2.2737e-13 | 0.007982
1992 | 320.0625 | 0.01566 | 0 | 0 | 0 | 0 | 0 | 0.01566 | 0.003991
1992 | 320.0729 | 0 | 0 | 0 | 0 | 0 | 0 | 0.01566 | -0.003991
1992 | 320.0833 | 0 | 0 | 0 | 0 | 0 | 0 | 0.01566 | 0.003991
1992 | 320.0938 | 0.00783 | 0 | 0 | 0 | 0 | 0 | -0.019575 | 0.003991
1992 | 320.1042 | 0.00783 | 0 | 0 | 0 | 0 | 0 | 0 | 0.003991
1992 | 320.1146 | 0 | 0 | 0 | 0 | 0 | 0 | 0.00783 | 0
1992 | 320.125 | 0.01566 | 0 | 0 | 0 | 0 | 0 | -0.003915 | 0.003991
1992 | 320.1354 | 0 | 0 | 0 | 0 | 0 | 0 | 0.011745 | 0
1992 | 320.1458 | 0 | 0 | 0 | 0 | 0 | 0 | -0.00783 | 0
1992 | 320.1563 | 0 | 0 | 0 | 0 | 0 | 0 | 0 | 0
1992 | 320.1667 | 0 | 0 | 0 | 0 | 0 | 0 | 0.01566 | 0.007982
1992 | 320.1771 | 0.00783 | 0 | 0 | 0 | 0 | 0 | -0.011745 | -0.003991
1992 | 320.1875 | 0 | 0 | 0 | 0 | 0 | 0 | 0.003915 | 0.003991
1992 | 320.1979 | 0 | 0 | 0 | 0 | 0 | 0 | -0.003915 | 0
1992 | 320.2083 | 0.00783 | 0.007982 | 0 | 0 | 0 | 0 | 0.01566 | 0.003991
1992 | 320.2188 | 0 | 0 | 0 | 0 | 0 | 0 | 0.003915 | 0.003991
1992 | 320.2292 | 0 | 0 | 0 | 0 | 0 | 0 | 0.003915 | -0.007982
1992 | 320.2396 | 0 | 0 | 0 | 0 | 0 | 0 | -0.019575 | 0.007982
1992 | 320.25 | 0.01566 | 0 | 0 | 0 | 0 | 0 | -0.00783 | -0.003991
1992 | 320.2604 | 0 | 0 | 0 | 0 | 0 | 0 | 0.003915 | 0.003991
1992 | 320.2708 | 0 | 0 | 0 | 0 | 0 | 0 | 0.027405 | -0.003991
1992 | 320.2813 | 0 | 0 | 0 | 0 | 0 | 0 | -0.00783 | 0.003991
1992 | 320.2917 | 0 | 0 | 0 | 0 | 0 | 0 | -0.00783 | 0
1992 | 320.3021 | 0 | 0 | 0 | 0 | 0 | 0 | 0.01566 | 0
1992 | 320.3125 | 0 | 0 | 0 | 0 | 0 | 0 | 0.003915 | -0.003991
1992 | 320.3229 | 0 | 0 | 0 | 0 | 0 | 0 | -0.011745 | -0.003991
1992 | 320.3333 | 0.01566 | 0 | 0 | 0 | 0 | 0 | 0.003915 | 0
1992 | 320.3438 | 0.01566 | 0.007982 | 0 | 0 | 0 | 0 | -0.003915 | -5.6843e-14
1992 | 320.3542 | 0 | 0 | 0 | 0 | 0 | 0 | 0 | 0
1992 | 320.3646 | 0.02349 | 0.015964 | 0 | 0 | 0 | 0 | -0.01566 | -5.6843e-14
1992 | 320.375 | 0 | 0.007982 | 0 | 0 | 0 | 0 | 0.027405 | -0.007982
1992 | 320.3854 | 0 | 0.015964 | 0 | 0 | 0 | 0 | -0.03132 | 0.007982
1992 | 320.3958 | 0.02349 | 0.015964 | 0 | 0 | 0 | 0 | 1.1369e-13 | 0
1992 | 320.4063 | 0 | 0.007982 | 0 | 0 | 0 | 0 | 0.019575 | 0
1992 | 320.4167 | 0 | 0.015964 | 0 | 0 | 0 | 0 | -0.011745 | 0.003991
1992 | 320.4271 | 0 | 0.015964 | 0 | 0 | 0 | 0 | -0.00783 | 0.003991
1992 | 320.4375 | 0.04698 | 0.007982 | 0 | 0 | 0 | 0 | 0 | -5.6843e-14
1992 | 320.4479 | 0.03132 | 0.015964 | 0 | 0 | 0 | 0 | 0.05481 | 0
1992 | 320.4583 | 0 | 0 | 0 | 0 | 0 | 0 | -0.003915 | -0.015964
1992 | 320.4688 | 0 | 0 | 0 | 0 | 0 | 0 | -0.003915 | -0.003991
1992 | 320.4792 | 0 | 0 | 0 | 0 | 0 | 0 | 0.01566 | 0
1992 | 320.4896 | 0 | 0 | 0 | 0 | 0 | 0 | 0.02349 | 0.003991
1992 | 320.5 | 0 | 0 | 0 | 0 | 0 | 0 | -0.011745 | 0.007982
1992 | 320.5104 | 0 | 0 | 0 | 0 | 0 | 0 | 0.03132 | 0.007982
1992 | 320.5208 | 0 | 0 | 0 | 0 | 0 | 0 | 0.019575 | 0.003991
1992 | 320.5313 | 0 | 0 | 0 | 0 | 0 | 0 | 0.00783 | 0.019955
1992 | 320.5417 | 0 | 0 | 0 | 0 | 0 | 0 | 0.04698 | 0.019955
1992 | 320.5521 | 0 | 0 | 0 | 0 | 0 | 0 | 0.011745 | 0.019955
1992 | 320.5625 | 0 | 0 | 0 | 0 | 0 | 0 | 0.03132 | 0.007982
1992 | 320.5729 | 0 | 0 | 0 | 0 | 0 | 0 | -0.01566 | 0.023946
1992 | 320.5833 | 0 | 0 | 0 | 0 | 0 | 0 | 0.00783 | -0.003991
1992 | 320.5938 | 0 | 0 | 0 | 0 | 0 | 0 | 0.050895 | 0.011973
1992 | 320.6042 | 0 | 0 | 0 | 0 | 0 | 0 | -0.00783 | 0.011973
1992 | 320.6146 | 0 | 0 | 0 | 0 | 0 | 0 | 0 | 0.011973
1992 | 320.625 | 0 | 0 | 0 | 0 | 0 | 0 | 0.035235 | 0.011973
1992 | 320.6354 | 0 | 0 | 0 | 0 | 0 | 0 | -0.019575 | 0
1992 | 320.6458 | 0 | 0 | 0 | 0 | 0 | 0 | 0.01566 | 0.019955
1992 | 320.6563 | 0 | 0 | 0 | 0 | 0 | 0 | 0.03132 | 0.007982
1992 | 320.6667 | 0 | 0 | 0 | 0 | 0 | 0 | 0 | 0.015964
1992 | 320.6771 | 0 | 0 | 0 | 0 | 0 | 0 | 0.01566 | 0.019955
1992 | 320.6875 | 0 | 0 | 0 | 0 | 0 | 0 | 0.01566 | 0.007982
1992 | 320.6979 | 0 | 0 | 0 | 0 | 0 | 0 | -0.00783 | 0.015964
1992 | 320.7083 | 0 | 0 | 0 | 0 | 0 | 0 | 0.043065 | 0.011973
1992 | 320.7188 | 0 | 0 | 0 | 0 | 0 | 0 | 0.035235 | 0.007982
1992 | 320.7292 | 0 | 0 | 0 | 0 | 0 | 0 | 0.019575 | 0.011973
1992 | 320.7396 | 0 | 0 | 0 | 0 | 0 | 0 | 0.00783 | 0.003991
1992 | 320.75 | 0 | 0 | 0 | 0 | 0 | 0 | 0.00783 | 0.007982
1992 | 320.7604 | 0 | 0 | 0 | 0 | 0 | 0 | -0.003915 | 0.011973
1992 | 320.7708 | 0 | 0 | 0 | 0 | 0 | 0 | 0.003915 | 0.007982
1992 | 320.7813 | 0.02349 | 0 | 0 | 0 | 0 | 0 | 0.003915 | 0.003991
1992 | 320.7917 | 0 | 0 | 0 | 0 | 0 | 0 | -0.003915 | 0.007982
1992 | 320.8021 | 0 | 0 | 0 | 0 | 0 | 0 | 0 | 0
1992 | 320.8125 | 0 | 0 | 0 | 0 | 0 | 0 | -0.003915 | 0.007982
1992 | 320.8229 | 0 | 0 | 0 | 0 | 0 | 0 | -0.00783 | 0
1992 | 320.8333 | 0.00783 | 0 | 0 | 0 | 0 | 0 | 0.011745 | 0.007982
1992 | 320.8438 | 0 | 0 | 0 | 0 | 0 | 0 | 0.01566 | 0
1992 | 320.8542 | 0 | 0 | 0 | 0 | 0 | 0 | 0.00783 | -0.003991
1992 | 320.8646 | 0 | 0 | 0 | 0 | 0 | 0 | -0.011745 | 0.003991
1992 | 320.875 | 0.00783 | 0 | 0 | 0 | 0 | 0 | 0 | 0.003991
1992 | 320.8854 | 0 | 0 | 0 | 0 | 0 | 0 | 0.01566 | 0.003991
1992 | 320.8958 | 0.03132 | 0 | 0 | 0 | 0 | 0 | 0.011745 | 0.007982
1992 | 320.9063 | 0 | 0 | 0 | 0 | 0 | 0 | -0.003915 | 0
1992 | 320.9167 | 0 | 0 | 0 | 0 | 0 | 0 | -0.003915 | 0.003991
1992 | 320.9271 | 0 | 0 | 0 | 0 | 0 | 0 | 0 | 0.003991
1992 | 320.9375 | 0 | 0 | 0 | 0 | 0 | 0 | -0.011745 | 0
1992 | 320.9479 | 0.00783 | 0 | 0 | 0 | 0 | 0 | -0.00783 | 0.003991
1992 | 320.9583 | 0 | 0 | 0 | 0 | 0 | 0 | 0.02349 | 0
1992 | 320.9688 | 0 | 0 | 0 | 0 | 0 | 0 | -0.003915 | 0
1992 | 320.9792 | 0.01566 | 0 | 0 | 0 | 0 | 0 | 0.003915 | 0
1992 | 320.9896 | 0.01566 | 0 | 0 | 0 | 0 | 0 | 0 | 0.007982
1992 | 321 | 0 | 0 | 0 | 0 | 0 | 0 | 0 | 0.003991
1992 | 321.0104 | 0 | 0 | 0 | 0 | 0 | 0 | -0.00783 | 0
1992 | 321.0208 | 0.00783 | 0 | 0 | 0 | 0 | 0 | -0.003915 | 0.007982
1992 | 321.0313 | 0 | 0 | 0 | 0 | 0 | 0 | 0.011745 | 0
1992 | 321.0417 | 0 | 0 | 0 | 0 | 0 | 0 | -0.00783 | 0
1992 | 321.0521 | 0.01566 | 0 | 0 | 0 | 0 | 0 | 1.1369e-13 | -0.003991
1992 | 321.0625 | 0 | 0 | 0 | 0 | 0 | 0 | -0.003915 | 0.007982
1992 | 321.0729 | 0 | 0 | 0 | 0 | 0 | 0 | -0.003915 | -0.003991
1992 | 321.0833 | 0.02349 | 0 | 0 | 0 | 0 | 0 | -0.011745 | 0.003991
1992 | 321.0938 | 0 | 0 | 0 | 0 | 0 | 0 | 0.019575 | 0.003991
1992 | 321.1042 | 0 | 0 | 0 | 0 | 0 | 0 | 0.011745 | 0
1992 | 321.1146 | 0.01566 | 0 | 0 | 0 | 0 | 0 | -0.003915 | 0.003991
1992 | 321.125 | 0.00783 | 0 | 0 | 0 | 0 | 0 | 0.003915 | 0
1992 | 321.1354 | 0.02349 | 0 | 0 | 0 | 0 | 0 | 0.003915 | 0.007982
1992 | 321.1458 | 0 | 0 | 0 | 0 | 0 | 0 | 0.019575 | 0.003991
1992 | 321.1563 | 0 | 0.007982 | 0 | 0 | 0 | 0 | -0.003915 | 0.003991
1992 | 321.1667 | 0 | 0.007982 | 0 | 0 | 0 | 0 | 0.00783 | 0.003991
1992 | 321.1771 | 0 | 0 | 0 | 0 | 0 | 0 | 0.011745 | 0
1992 | 321.1875 | 0.02349 | 0 | 0 | 0 | 0 | 0 | 1.1369e-13 | 0.007982
1992 | 321.1979 | 0 | 0 | 0 | 0 | 0 | 0 | 0 | 0
1992 | 321.2083 | 0 | 0 | 0 | 0 | 0 | 0 | 0.003915 | 0.003991
1992 | 321.2188 | 0 | 0 | 0 | 0 | 0 | 0 | 0.00783 | -0.007982
1992 | 321.2292 | 0 | 0 | 0 | 0 | 0 | 0 | -0.00783 | 0.003991
1992 | 321.2396 | 0 | 0 | 0 | 0 | 0 | 0 | 0.019575 | -0.003991
1992 | 321.25 | 0 | 0 | 0 | 0 | 0 | 0 | 0.00783 | 0
1992 | 321.2604 | 0 | 0 | 0 | 0 | 0 | 0 | -0.019575 | 0.003991
1992 | 321.2708 | 0.02349 | 0 | 0 | 0 | 0 | 0 | 0.003915 | 0
1992 | 321.2813 | 0.00783 | 0 | 0 | 0 | 0 | 0 | -0.00783 | 0.003991
1992 | 321.2917 | 0 | 0 | 0 | 0 | 0 | 0 | 0.02349 | -0.003991
1992 | 321.3021 | 0 | 0 | 0 | 0 | 0 | 0 | 0.01566 | 0
1992 | 321.3125 | 0 | 0.007982 | 0 | 0 | 0 | 0 | 0.00783 | 5.6843e-14
1992 | 321.3229 | 0.01566 | 0 | 0 | 0 | 0 | 0 | -0.00783 | 0
1992 | 321.3333 | 0 | 0 | 0 | 0 | 0 | 0 | 0.00783 | 0
1992 | 321.3438 | 0.00783 | 0 | 0 | 0 | 0 | 0 | -0.003915 | 0
1992 | 321.3542 | 0 | 0.007982 | 0 | 0 | 0 | 0 | 0 | 0.003991
1992 | 321.3646 | 0 | 0 | 0 | 0 | 0 | 0 | -0.00783 | -0.003991
1992 | 321.375 | 0.00783 | 0.015964 | 0 | 0 | 0 | 0 | 0.00783 | -0.003991
1992 | 321.3854 | 0.03915 | 0 | 0 | 0 | 0 | 0 | -0.00783 | 0
1992 | 321.3958 | 0 | 0.007982 | 0 | 0 | 0 | 0 | 0 | 0.003991
1992 | 321.4063 | 0 | 0.015964 | 0 | 0 | 0 | 0 | -0.003915 | 0
1992 | 321.4167 | 0 | 0 | 0 | 0 | 0 | 0 | 0.019575 | 0
1992 | 321.4271 | 0 | 0.023946 | 0 | 0 | 0 | 0 | 0.00783 | 1.1369e-13
1992 | 321.4375 | 0 | 0.015964 | 0 | 0 | 0 | 0 | -0.011745 | -5.6843e-14
1992 | 321.4479 | 0 | 0 | 0 | 0 | 0 | 0 | 0.019575 | -0.003991
1992 | 321.4583 | 0 | 0.015964 | 0 | 0 | 0 | 0 | -0.00783 | 0.003991
1992 | 321.4688 | 0 | 0.007982 | 0 | 0 | 0 | 0 | 0 | 0
1992 | 321.4792 | 0 | 0 | 0 | 0 | 0 | 0 | -0.02349 | 0.003991
1992 | 321.4896 | 0 | 0 | 0 | 0 | 0 | 0 | 0.003915 | -0.007982
1992 | 321.5 | 0 | 0 | 0 | 0 | 0 | 0 | 0.01566 | 0.011973
1992 | 321.5104 | 0 | 0 | 0 | 0 | 0 | 0 | 0 | 0.007982
1992 | 321.5208 | 0 | 0 | 0 | 0 | 0 | 0 | -0.00783 | 0
1992 | 321.5313 | 0 | 0 | 0 | 0 | 0 | 0 | 0.00783 | -5.6843e-14
1992 | 321.5417 | 0.02349 | 0 | 0 | 0 | 0 | 0 | -0.00783 | 0.007982
1992 | 321.5521 | 0 | 0 | 0 | 0 | 0 | 0 | -0.019575 | 0.007982
1992 | 321.5625 | 0 | 0 | 0 | 0 | 0 | 0 | 0.019575 | 0.015964
1992 | 321.5729 | 0 | 0 | 0 | 0 | 0 | 0 | 0.00783 | -5.6843e-14
1992 | 321.5833 | 0 | 0 | 0 | 0 | 0 | 0 | -0.00783 | 0.007982
1992 | 321.5938 | 0 | 0 | 0 | 0 | 0 | 0 | 0.03915 | 0.023946
1992 | 321.6042 | 0 | 0.023946 | 0 | 0 | 0 | 0 | -0.035235 | 0.015964
1992 | 321.6146 | 0 | 0 | 0 | 0 | 0 | 0 | 0.019575 | 0.019955
1992 | 321.625 | 0 | 0 | 0 | 0 | 0 | 0 | 0.05481 | 0.011973
1992 | 321.6354 | 0.03132 | 0 | 0 | 0 | 0 | 0 | -0.04698 | 0.003991
1992 | 321.6458 | 0 | 0 | 0 | 0 | 0 | 0 | 0.058725 | 0.019955
1992 | 321.6563 | 0 | 0 | 0 | 0 | 0 | 0 | 0.11353 | 0.027937
1992 | 321.6667 | 0 | 0 | 0 | 0 | 0 | 0 | 0.01566 | 0
1992 | 321.6771 | 0.01566 | 0 | 0 | 0 | 0 | 0 | -0.019575 | 0.019955
1992 | 321.6875 | 0 | 0 | 0 | 0 | 0 | 0 | 0.03132 | 0.023946
1992 | 321.6979 | 0 | 0 | 0 | 0 | 0 | 0 | 0.04698 | 0.011973
1992 | 321.7083 | 0 | 0 | 0 | 0 | 0 | 0 | -0.011745 | 0.003991
1992 | 321.7188 | 0 | 0 | 0 | 0 | 0 | 0 | 0.050895 | 0.015964
1992 | 321.7292 | 0 | 0 | 0 | 0 | 0 | 0 | 0.058725 | 0.019955
1992 | 321.7396 | 0 | 0 | 0 | 0 | 0 | 0 | 0.03915 | 0.003991
1992 | 321.75 | 0 | 0 | 0 | 0 | 0 | 0 | 0.00783 | 0.007982
1992 | 321.7604 | 0 | 0 | 0 | 0 | 0 | 0 | 0.01566 | 0.007982
1992 | 321.7708 | 0.02349 | 0 | 0 | 0 | 0 | 0 | -0.02349 | 0.007982
1992 | 321.7813 | 0 | 0 | 0 | 0 | 0 | 0 | 0.003915 | 0
1992 | 321.7917 | 0 | 0 | 0 | 0 | 0 | 0 | 0.003915 | 0.007982
1992 | 321.8021 | 0 | 0 | 0 | 0 | 0 | 0 | -0.011745 | 0
1992 | 321.8125 | 0.03132 | 0 | 0 | 0 | 0 | 0 | 0.00783 | 0
1992 | 321.8229 | 0 | 0 | 0 | 0 | 0 | 0 | 0.019575 | 0.007982
1992 | 321.8333 | 0 | 0 | 0 | 0 | 0 | 0 | 0.011745 | 0.007982
1992 | 321.8438 | 0 | 0 | 0 | 0 | 0 | 0 | 0.01566 | 0
1992 | 321.8542 | 0 | 0 | 0 | 0 | 0 | 0 | -1.1369e-13 | 0
1992 | 321.8646 | 0 | 0 | 0 | 0 | 0 | 0 | -0.00783 | 0.003991
1992 | 321.875 | 0.00783 | 0 | 0 | 0 | 0 | 0 | 0 | 0
1992 | 321.8854 | 0 | 0 | 0 | 0 | 0 | 0 | 0.00783 | 0.003991
1992 | 321.8958 | 0 | 0 | 0 | 0 | 0 | 0 | 0.011745 | 0.007982
1992 | 321.9063 | 0.01566 | 0 | 0 | 0 | 0 | 0 | -0.00783 | 0.003991
1992 | 321.9167 | 0 | 0 | 0 | 0 | 0 | 0 | -0.003915 | 0
1992 | 321.9271 | 0.01566 | 0 | 0 | 0 | 0 | 0 | 0 | 0.003991
1992 | 321.9375 | 0 | 0 | 0 | 0 | 0 | 0 | -0.003915 | 0.003991
1992 | 321.9479 | 0 | 0 | 0 | 0 | 0 | 0 | 0.011745 | 0.003991
1992 | 321.9583 | 0 | 0 | 0 | 0 | 0 | 0 | -0.00783 | 0
1992 | 321.9688 | 0.01566 | 0 | 0 | 0 | 0 | 0 | -0.00783 | 0.007982
1992 | 321.9792 | 0.00783 | 0 | 0 | 0 | 0 | 0 | 0.003915 | 0.007982
1992 | 321.9896 | 0 | 0 | 0 | 0 | 0 | 0 | 0.003915 | 0.003991
1992 | 322 | 0.02349 | 0 | 0 | 0 | 0 | 0 | -0.011745 | 0.007982
1992 | 322.0104 | 0 | 0 | 0 | 0 | 0 | 0 | 0.00783 | -0.003991
1992 | 322.0208 | 0 | 0 | 0 | 0 | 0 | 0 | -0.02349 | 0.003991
1992 | 322.0313 | 0 | 0 | 0 | 0 | 0 | 0 | 0.01566 | 0.003991
1992 | 322.0417 | 0 | 0 | 0 | 0 | 0 | 0 | 0.01566 | 0
1992 | 322.0521 | 0 | 0 | 0 | 0 | 0 | 0 | -0.011745 | 0.007982
1992 | 322.0625 | 0 | 0 | 0 | 0 | 0 | 0 | 0 | 0
1992 | 322.0729 | 0 | 0 | 0 | 0 | 0 | 0 | -0.00783 | 0
1992 | 322.0833 | 0.02349 | 0 | 0 | 0 | 0 | 0 | 0 | 0.003991
1992 | 322.0938 | 0 | 0 | 0 | 0 | 0 | 0 | 0.01566 | 0.003991
1992 | 322.1042 | 0 | 0 | 0 | 0 | 0 | 0 | 0.011745 | 0
1992 | 322.1146 | 0 | 0 | 0 | 0 | 0 | 0 | 0 | 0
1992 | 322.125 | 0 | 0 | 0 | 0 | 0 | 0 | 0.01566 | 0
1992 | 322.1354 | 0 | 0 | 0 | 0 | 0 | 0 | -0.019575 | 0
1992 | 322.1458 | 0 | 0.007982 | 0 | 0 | 0 | 0 | -0.00783 | 0
1992 | 322.1563 | 0 | 0 | 0 | 0 | 0 | 0 | 0.03132 | 0
1992 | 322.1667 | 0 | 0.007982 | 0 | 0 | 0 | 0 | -0.01566 | 5.6843e-14
1992 | 322.1771 | 0 | 0 | 0 | 0 | 0 | 0 | 0.011745 | 0
1992 | 322.1875 | 0 | 0 | 0 | 0 | 0 | 0 | 0.003915 | 0
1992 | 322.1979 | 0.01566 | 0 | 0 | 0 | 0 | 0 | 1.1369e-13 | 0
1992 | 322.2083 | 0 | 0.007982 | 0 | 0 | 0 | 0 | 0.00783 | 0
1992 | 322.2188 | 0.01566 | 0 | 0 | 0 | 0 | 0 | 0 | 0
1992 | 322.2292 | 0 | 0.007982 | 0 | 0 | 0 | 0 | 0.00783 | -0.003991
1992 | 322.2396 | 0.02349 | 0.007982 | 0 | 0 | 0 | 0 | -0.011745 | 0.003991
1992 | 322.25 | 0 | 0 | 0 | 0 | 0 | 0 | 0 | 0
1992 | 322.2604 | 0.01566 | 0 | 0 | 0 | 0 | 0 | 0.003915 | 0
1992 | 322.2708 | 0 | 0 | 0 | 0 | 0 | 0 | 0 | -0.003991
1992 | 322.2813 | 0 | 0 | 0 | 0 | 0 | 0 | 0.00783 | 0
1992 | 322.2917 | 0 | 0 | 0 | 0 | 0 | 0 | 0 | -0.003991
1992 | 322.3021 | 0 | 0 | 0 | 0 | 0 | 0 | -0.011745 | 0.007982
1992 | 322.3125 | 0 | 0 | 0 | 0 | 0 | 0 | 0.003915 | -0.003991
1992 | 322.3229 | 0.05481 | 0 | 0 | 0 | 0 | 0 | 0.003915 | 0
1992 | 322.3333 | 0 | 0 | 0 | 0 | 0 | 0 | 0.04698 | 0
1992 | 322.3438 | 0 | 0 | 0 | 0 | 0 | 0 | 0.00783 | 0.011973
1992 | 322.3542 | 0 | 0 | 0 | 0 | 0 | 0 | 0.00783 | -0.007982
1992 | 322.3646 | 0 | 0 | 0 | 0 | 0 | 0 | 0 | 0
1992 | 322.375 | 0.01566 | 0.023946 | 0 | 0 | 0 | 0 | 0 | 5.6843e-14
1992 | 322.3854 | 0.02349 | 0 | 0 | 0 | 0 | 0 | 0.00783 | -5.6843e-14
1992 | 322.3958 | 0.02349 | 0 | 0 | 0 | 0 | 0 | 0.003915 | -0.007982
1992 | 322.4063 | 0 | 0 | 0 | 0 | 0 | 0 | 0.03915 | 0
1992 | 322.4167 | 0 | 0.007982 | 0 | 0 | 0 | 0 | 0.019575 | 0
1992 | 322.4271 | 0 | 0.007982 | 0 | 0 | 0 | 0 | 0 | -0.003991
1992 | 322.4375 | 0 | 0.007982 | 0 | 0 | 0 | 0 | 0.02349 | 0.003991
1992 | 322.4479 | 0 | 0.007982 | 0 | 0 | 0 | 0 | 0.019575 | -5.6843e-14
1992 | 322.4583 | 0 | 0.007982 | 0 | 0 | 0 | 0 | 0.00783 | -0.003991
1992 | 322.4688 | 0 | 0 | 0 | 0 | 0 | 0 | 0.003915 | 0
1992 | 322.4792 | 0 | 0 | 0 | 0 | 0 | 0 | 0.003915 | -0.003991
1992 | 322.4896 | 0 | 0 | 0 | 0 | 0 | 0 | 0.03915 | 0.027937
1992 | 322.5 | 0 | 0 | 0 | 0 | 0 | 0 | 0.00783 | -0.003991
1992 | 322.5104 | 0 | 0 | 0 | 0 | 0 | 0 | 0.00783 | -0.003991
1992 | 322.5208 | 0 | 0 | 0 | 0 | 0 | 0 | 0.027405 | 0.019955
1992 | 322.5313 | 0 | 0 | 0 | 0 | 0 | 0 | 0.00783 | 0
1992 | 322.5417 | 0 | 0 | 0 | 0 | 0 | 0 | 0.02349 | -0.003991
1992 | 322.5521 | 0 | 0 | 0 | 0 | 0 | 0 | 0.011745 | 0.011973
1992 | 322.5625 | 0 | 0 | 0 | 0 | 0 | 0 | 0.01566 | 0.003991
1992 | 322.5729 | 0 | 0 | 0 | 0 | 0 | 0 | 0.00783 | 0.015964
1992 | 322.5833 | 0 | 0 | 0 | 0 | 0 | 0 | 0.019575 | 0.015964
1992 | 322.5938 | 0 | 0 | 0 | 0 | 0 | 0 | 0.00783 | 0.007982
1992 | 322.6042 | 0 | 0 | 0 | 0 | 0 | 0 | 0.019575 | 0.007982
1992 | 322.6146 | 0 | 0 | 0 | 0 | 0 | 0 | 0.003915 | 0.011973
1992 | 322.625 | 0 | 0 | 0 | 0 | 0 | 0 | 0 | 0.007982
1992 | 322.6354 | 0 | 0 | 0 | 0 | 0 | 0 | 0.011745 | 0.011973
1992 | 322.6458 | 0 | 0 | 0 | 0 | 0 | 0 | 0.00783 | 0.003991
1992 | 322.6563 | 0 | 0 | 0 | 0 | 0 | 0 | 0 | 0.003991
1992 | 322.6667 | 0 | 0 | 0 | 0 | 0 | 0 | -1.1369e-13 | 0.015964
1992 | 322.6771 | 0 | 0 | 0 | 0 | 0 | 0 | 0.011745 | 0.011973
1992 | 322.6875 | 0 | 0 | 0 | 0 | 0 | 0 | 0.01566 | 0.011973
1992 | 322.6979 | 0 | 0 | 0 | 0 | 0 | 0 | 0.003915 | 0.011973
1992 | 322.7083 | 0 | 0 | 0 | 0 | 0 | 0 | 0.003915 | 0.007982
1992 | 322.7188 | 0 | 0 | 0 | 0 | 0 | 0 | 0.003915 | 0.011973
1992 | 322.7292 | 0 | 0 | 0 | 0 | 0 | 0 | -0.003915 | 0.007982
1992 | 322.7396 | 0.00783 | 0 | 0 | 0 | 0 | 0 | -0.003915 | 0.003991
1992 | 322.75 | 0 | 0 | 0 | 0 | 0 | 0 | 0.00783 | 0
1992 | 322.7604 | 0 | 0 | 0 | 0 | 0 | 0 | 0.003915 | 0.007982
1992 | 322.7708 | 0 | 0 | 0 | 0 | 0 | 0 | 0.003915 | 0.003991
1992 | 322.7813 | 0.01566 | 0 | 0 | 0 | 0 | 0 | 0.003915 | 0
1992 | 322.7917 | 0 | 0 | 0 | 0 | 0 | 0 | 0.01566 | 0.015964
1992 | 322.8021 | 0 | 0 | 0 | 0 | 0 | 0 | -0.011745 | 0.003991
1992 | 322.8125 | 0 | 0 | 0 | 0 | 0 | 0 | 0 | 0.003991
1992 | 322.8229 | 0.00783 | 0.007982 | 0 | 0 | 0 | 0 | 0 | -0.003991
1992 | 322.8333 | 0.00783 | 0 | 0 | 0 | 0 | 0 | -0.011745 | 0
1992 | 322.8438 | 0 | 0 | 0 | 0 | 0 | 0 | 0 | 0
1992 | 322.8542 | 0 | 0 | 0 | 0 | 0 | 0 | 0.003915 | 0.019955
1992 | 322.8646 | 0.03132 | 0.015964 | 0 | 0 | 0 | 0 | -0.00783 | -0.003991
1992 | 322.875 | 0 | 0 | 0 | 0 | 0 | 0 | 0.019575 | 0.031928
1992 | 322.8854 | 0 | 0 | 0 | 0 | 0 | 0 | -0.019575 | -0.015964
1992 | 322.8958 | 0.02349 | 0 | 0 | 0 | 0 | 0 | 0.00783 | -0.003991
1992 | 322.9063 | 0.01566 | 0 | 0 | 0 | 0 | 0 | 0.003915 | 0
1992 | 322.9167 | 0.01566 | 0 | 0 | 0 | 0 | 0 | 0.00783 | -0.003991
1992 | 322.9271 | 0 | 0.007982 | 0 | 0 | 0 | 0 | -0.003915 | 0
1992 | 322.9375 | 0.01566 | 0 | 0 | 0 | 0 | 0 | 0 | 0
1992 | 322.9479 | 0 | 0 | 0 | 0 | 0 | 0 | -0.00783 | 0.011973
1992 | 322.9583 | 0 | 0 | 0 | 0 | 0 | 0 | -0.003915 | 0.007982
1992 | 322.9688 | 0 | 0 | 0 | 0 | 0 | 0 | -0.003915 | 0.011973
1992 | 322.9792 | 0 | 0 | 0 | 0 | 0 | 0 | 0 | -0.007982
1992 | 322.9896 | 0.02349 | 0.007982 | 0 | 0 | 0 | 0 | 1.1369e-13 | 0.003991
1992 | 323 | 0 | 0.007982 | 0 | 0 | 0 | 0 | 0 | -0.003991
1992 | 323.0104 | 0 | 0 | 0 | 0 | 0 | 0 | -0.00783 | -0.003991
1992 | 323.0208 | 0.00783 | 0 | 0 | 0 | 0 | 0 | 0.00783 | 0
1992 | 323.0313 | 0.00783 | 0 | 0 | 0 | 0 | 0 | 0 | -0.003991
1992 | 323.0417 | 0.00783 | 0.015964 | 0 | 0 | 0 | 0 | 0 | 0.003991
1992 | 323.0521 | 0 | 0.007982 | 0 | 0 | 0 | 0 | -0.003915 | -0.003991
1992 | 323.0625 | 0 | 0 | 0 | 0 | 0 | 0 | 0 | 0
1992 | 323.0729 | 0 | 0.007982 | 0 | 0 | 0 | 0 | -0.00783 | 0
1992 | 323.0833 | 0 | 0.007982 | 0 | 0 | 0 | 0 | -0.003915 | -5.6843e-14
1992 | 323.0938 | 0 | 0 | 0 | 0 | 0 | 0 | 0 | 5.6843e-14
1992 | 323.1042 | 0.03915 | 0.015964 | 0 | 0 | 0 | 0 | 0 | 0
1992 | 323.1146 | 0 | 0 | 0 | 0 | 0 | 0 | 0.011745 | 0
1992 | 323.125 | 0 | 0 | 0 | 0 | 0 | 0 | 0 | 0
1992 | 323.1354 | 0 | 0.007982 | 0 | 0 | 0 | 0 | -0.003915 | -5.6843e-14
1992 | 323.1458 | 0.01566 | 0.023946 | 0 | 0 | 0 | 0 | 0 | -5.6843e-14
1992 | 323.1563 | 0.01566 | 0.007982 | 0 | 0 | 0 | 0 | 0 | -0.003991
1992 | 323.1667 | 0.00783 | 0.015964 | 0 | 0 | 0 | 0 | 0 | 0.003991
1992 | 323.1771 | 0.00783 | 0.015964 | 0 | 0 | 0 | 0 | 1.1369e-13 | -5.6843e-14
1992 | 323.1875 | 0.01566 | 0.007982 | 0 | 0 | 0 | 0 | 0.00783 | 0
1992 | 323.1979 | 0 | 0 | 0 | 0 | 0 | 0 | -0.00783 | -5.6843e-14
1992 | 323.2083 | 0 | 0.007982 | 0 | 0 | 0 | 0 | 0 | 0
1992 | 323.2188 | 0.02349 | 0.015964 | 0 | 0 | 0 | 0 | -0.003915 | 0
1992 | 323.2292 | 0.01566 | 0.015964 | 0 | 0 | 0 | 0 | 0.003915 | 0
1992 | 323.2396 | 0 | 0.007982 | 0 | 0 | 0 | 0 | 0 | -0.011973
1992 | 323.25 | 0.00783 | 0.007982 | 0 | 0 | 0 | 0 | 0 | 0.011973
1992 | 323.2604 | 0.01566 | 0.007982 | 0 | 0 | 0 | 0 | 0 | 0
1992 | 323.2708 | 0.01566 | 0.015964 | 0 | 0 | 0 | 0 | 0.003915 | -5.6843e-14
1992 | 323.2813 | 0 | 0.007982 | 0 | 0 | 0 | 0 | -0.003915 | -5.6843e-14
1992 | 323.2917 | 0.01566 | 0.031928 | 0 | 0 | 0 | 0 | 0 | 0
1992 | 323.3021 | 0.00783 | 0 | 0 | 0 | 0 | 0 | 0 | 5.6843e-14
1992 | 323.3125 | 0.03915 | 0.023946 | 0 | 0 | 0 | 0 | 1.1369e-13 | 5.6843e-14
1992 | 323.3229 | 0.00783 | 0.015964 | 0 | 0 | 0 | 0 | 0.003915 | 0.007982
1992 | 323.3333 | 0 | 0 | 0 | 0 | 0 | 0 | 0 | -0.007982
1992 | 323.3438 | 0.00783 | 0.015964 | 0 | 0 | 0 | 0 | 0 | -5.6843e-14
1992 | 323.3542 | 0 | 0 | 0 | 0 | 0 | 0 | -0.011745 | -0.007982
1992 | 323.3646 | 0.02349 | 0.007982 | 0 | 0 | 0 | 0 | 1.1369e-13 | 0
1992 | 323.375 | 0.02349 | 0.023946 | 0 | 0 | 0 | 0 | 0.003915 | 0
1992 | 323.3854 | 0 | 0.007982 | 0 | 0 | 0 | 0 | 0 | -0.011973
1992 | 323.3958 | 0 | 0.007982 | 0 | 0 | 0 | 0 | 0 | 0.003991
1992 | 323.4063 | 0.00783 | 0.015964 | 0 | 0 | 0 | 0 | -0.00783 | 0
1992 | 323.4167 | 0 | 0.007982 | 0 | 0 | 0 | 0 | 0.003915 | 0.007982
1992 | 323.4271 | 0.00783 | 0.007982 | 0 | 0 | 0 | 0 | 0.019575 | 0.003991
1992 | 323.4375 | 0.02349 | 0.007982 | 0 | 0 | 0 | 0 | -0.003915 | 0.003991
1992 | 323.4479 | 0 | 0.015964 | 0 | 0 | 0 | 0 | -0.00783 | -5.6843e-14
1992 | 323.4583 | 0.02349 | 0.03991 | 0 | 0 | 0 | 0 | 1.1369e-13 | -5.6843e-14
1992 | 323.4688 | 0 | 0 | 0 | 0 | 0 | 0 | 0 | 0
1992 | 323.4792 | 0 | 0 | 0.01566 | 0.015964 | 0 | 0 | 0 | -5.6843e-14
1992 | 323.4896 | 0 | 0 | 0.03132 | 0.023946 | 0 | 0 | 1.1369e-13 | 0
1992 | 323.5 | 0 | 0 | 0.04698 | 0.047892 | 0 | 0 | 0 | -1.1369e-13
1992 | 323.5104 | 0 | 0 | 0.05481 | 0.063856 | 0 | 0 | -0.003915 | -5.6843e-14
1992 | 323.5208 | 0 | 0 | 0 | 0.007982 | 0 | 0 | -0.003915 | -0.003991
1992 | 323.5313 | 0 | 0 | 0 | 0.007982 | 0 | 0 | 0 | 0.003991
1992 | 323.5417 | 0 | 0 | 0.01566 | 0 | 0 | 0 | 0.019575 | 0.003991
1992 | 323.5521 | 0 | 0 | 0 | 0 | 0 | 0 | 0.003915 | 0
1992 | 323.5625 | 0 | 0 | 0 | 0 | 0 | 0 | 0 | 0.007982
1992 | 323.5729 | 0 | 0 | 0 | 0 | 0 | 0 | 0.01566 | 0.003991
1992 | 323.5833 | 0 | 0 | 0 | 0 | 0 | 0 | 0.003915 | 0
1992 | 323.5938 | 0 | 0 | 0.03132 | 0.015964 | 0 | 0 | 0.003915 | -5.6843e-14
1992 | 323.6042 | 0 | 0 | 0.03915 | 0.047892 | 0 | 0 | 1.1369e-13 | 0
1992 | 323.6146 | 0 | 0 | 0.04698 | 0.03991 | 0 | 0 | 0 | 0
1992 | 323.625 | 0 | 0 | 0.03915 | 0.055874 | 0 | 0 | 1.1369e-13 | 0
1992 | 323.6354 | 0 | 0 | 0.06264 | 0.047892 | 0 | 0 | 1.1369e-13 | 0
1992 | 323.6458 | 0 | 0 | 0.16443 | 0.18359 | 0 | 0 | 0 | 0
1992 | 323.6563 | 0 | 0 | 0.28971 | 0.26341 | 0 | 0 | 0 | -1.1369e-13
1992 | 323.6667 | 0 | 0 | 0.25056 | 0.30332 | 0 | 0 | 0 | 0
1992 | 323.6771 | 0 | 0 | 0.17226 | 0.15964 | 0 | 0 | -1.1369e-13 | 0
1992 | 323.6875 | 0 | 0 | 0.10962 | 0.14368 | 0 | 0 | 1.1369e-13 | 0
1992 | 323.6979 | 0 | 0 | 0.07047 | 0.063856 | 0 | 0 | 1.1369e-13 | 0
1992 | 323.7083 | 0 | 0 | 0.0783 | 0.095784 | 0 | 0 | 1.1369e-13 | 0
1992 | 323.7188 | 0 | 0 | 0.21141 | 0.20753 | 0 | 0 | -1.1369e-13 | 0
1992 | 323.7292 | 0 | 0 | 0.12528 | 0.13569 | 0 | 0 | 0.00783 | 5.6843e-14
1992 | 323.7396 | 0 | 0 | 0.05481 | 0.063856 | 0 | 0 | -0.027405 | -5.6843e-14
1992 | 323.75 | 0 | 0 | 0 | 0.023946 | 0 | 0 | -0.003915 | -5.6843e-14
1992 | 323.7604 | 0 | 0 | 0.0783 | 0.03991 | 0 | 0 | 0.02349 | 0.015964
1992 | 323.7708 | 0 | 0 | 0.05481 | 0.015964 | 0 | 0 | 0.011745 | -0.015964
1992 | 323.7813 | 0 | 0 | 0 | 0 | 0 | 0 | 0 | -0.003991
1992 | 323.7917 | 0 | 0 | 0 | 0 | 0 | 0 | 0.03915 | 0.011973
1992 | 323.8021 | 0 | 0 | 0 | 0 | 0 | 0 | 0.00783 | 0.007982
1992 | 323.8125 | 0 | 0 | 0 | 0 | 0 | 0 | 0.00783 | 0
1992 | 323.8229 | 0 | 0 | 0 | 0 | 0 | 0 | -0.003915 | 0.011973
1992 | 323.8333 | 0 | 0 | 0 | 0 | 0 | 0 | 0.027405 | 0.011973
1992 | 323.8438 | 0.02349 | 0 | 0 | 0 | 0 | 0 | -0.003915 | -0.007982
1992 | 323.8542 | 0 | 0 | 0 | 0 | 0 | 0 | 0 | 0.007982
1992 | 323.8646 | 0 | 0.007982 | 0 | 0 | 0 | 0 | 0.003915 | -0.007982
1992 | 323.875 | 0 | 0 | 0 | 0 | 0 | 0 | 0.00783 | 0.007982
1992 | 323.8854 | 0 | 0 | 0 | 0 | 0 | 0 | -0.003915 | 0
1992 | 323.8958 | 0 | 0 | 0 | 0 | 0 | 0 | -0.011745 | -0.011973
1992 | 323.9063 | 0 | 0 | 0 | 0 | 0 | 0 | 0.003915 | 0.007982
1992 | 323.9167 | 0 | 0 | 0 | 0 | 0 | 0 | -0.00783 | -0.003991
1992 | 323.9271 | 0 | 0.007982 | 0 | 0 | 0 | 0 | -0.003915 | 0
1992 | 323.9375 | 0 | 0.007982 | 0 | 0 | 0 | 0 | 0.011745 | -0.003991
1992 | 323.9479 | 0 | 0 | 0 | 0 | 0 | 0 | -0.00783 | 0.003991
1992 | 323.9583 | 0 | 0 | 0 | 0 | 0 | 0 | 0 | 0
1992 | 323.9688 | 0 | 0 | 0 | 0 | 0 | 0 | 0.01566 | 0.007982
1992 | 323.9792 | 0 | 0 | 0 | 0 | 0 | 0 | 0.01566 | 0.015964
1992 | 323.9896 | 0 | 0 | 0 | 0 | 0 | 0 | 0.003915 | -0.003991
1992 | 324 | 0 | 0 | 0 | 0 | 0 | 0 | -0.003915 | 0.003991
1992 | 324.0104 | 0 | 0 | 0 | 0 | 0 | 0 | 0.011745 | 0.003991
1992 | 324.0208 | 0 | 0 | 0 | 0 | 0 | 0 | 0.00783 | 0.007982
1992 | 324.0313 | 0 | 0 | 0 | 0 | 0 | 0 | 0.003915 | -0.003991
1992 | 324.0417 | 0 | 0 | 0 | 0 | 0 | 0 | 0 | 0
1992 | 324.0521 | 0 | 0 | 0 | 0 | 0 | 0 | 0.011745 | 0.011973
1992 | 324.0625 | 0 | 0 | 0 | 0 | 0 | 0 | -0.003915 | 0.003991
1992 | 324.0729 | 0 | 0 | 0 | 0 | 0 | 0 | -0.003915 | 0
1992 | 324.0833 | 0 | 0 | 0 | 0 | 0 | 0 | 0 | 0.011973
1992 | 324.0938 | 0 | 0 | 0 | 0 | 0 | 0 | 0.00783 | 0
1992 | 324.1042 | 0 | 0 | 0 | 0 | 0 | 0 | 0 | 0.011973
1992 | 324.1146 | 0 | 0 | 0 | 0 | 0 | 0 | -0.003915 | 0.003991
1992 | 324.125 | 0 | 0 | 0 | 0 | 0 | 0 | 0.01566 | 0.011973
1992 | 324.1354 | 0 | 0 | 0 | 0 | 0 | 0 | -0.00783 | -0.047892
1992 | 324.1458 | 0 | 0 | 0 | 0 | 0 | 0 | 0.011745 | 0.03991
1992 | 324.1563 | 0.01566 | 0 | 0 | 0 | 0 | 0 | 0.011745 | 0.007982
1992 | 324.1667 | 0 | 0 | 0 | 0 | 0 | 0 | 0.011745 | 0.019955
1992 | 324.1771 | 0 | 0 | 0 | 0 | 0 | 0 | 0.003915 | 0
1992 | 324.1875 | 0 | 0 | 0 | 0 | 0 | 0 | -0.00783 | 0
1992 | 324.1979 | 0 | 0 | 0 | 0 | 0 | 0 | 0.02349 | 0.015964
1992 | 324.2083 | 0 | 0 | 0 | 0 | 0 | 0 | -0.003915 | 0
1992 | 324.2188 | 0 | 0 | 0 | 0 | 0 | 0 | 0.01566 | 0.003991
1992 | 324.2292 | 0 | 0 | 0 | 0 | 0 | 0 | -0.00783 | 0.007982
1992 | 324.2396 | 0 | 0 | 0 | 0 | 0 | 0 | 0.00783 | 0
1992 | 324.25 | 0 | 0 | 0 | 0 | 0 | 0 | 0.011745 | 0.007982
1992 | 324.2604 | 0 | 0 | 0 | 0 | 0 | 0 | 0.00783 | -0.007982
1992 | 324.2708 | 0 | 0 | 0 | 0 | 0 | 0 | 0 | 0.011973
1992 | 324.2813 | 0.00783 | 0 | 0 | 0 | 0 | 0 | -0.00783 | -0.003991
1992 | 324.2917 | 0 | 0 | 0 | 0 | 0 | 0 | 0.003915 | 0.007982
1992 | 324.3021 | 0 | 0 | 0 | 0 | 0 | 0 | 0.003915 | 0
1992 | 324.3125 | 0.00783 | 0 | 0 | 0 | 0 | 0 | -0.00783 | 0.003991
1992 | 324.3229 | 0.01566 | 0 | 0 | 0 | 0 | 0 | 0 | 0.007982
1992 | 324.3333 | 0 | 0 | 0 | 0 | 0 | 0 | 0.003915 | -0.003991
1992 | 324.3438 | 0 | 0 | 0 | 0 | 0 | 0 | 0 | 0.003991
1992 | 324.3542 | 0 | 0 | 0 | 0 | 0 | 0 | 0.01566 | 0.011973
1992 | 324.3646 | 0 | 0 | 0 | 0 | 0 | 0 | 0.011745 | 0.019955
1992 | 324.375 | 0 | 0 | 0 | 0 | 0 | 0 | 0.00783 | 0.011973
1992 | 324.3854 | 0 | 0 | 0 | 0 | 0 | 0 | 0.011745 | 0.015964
1992 | 324.3958 | 0 | 0 | 0 | 0 | 0 | 0 | 0.003915 | 0.015964
1992 | 324.4063 | 0 | 0 | 0 | 0 | 0 | 0 | -0.003915 | 0.011973
1992 | 324.4167 | 0 | 0 | 0 | 0 | 0 | 0 | 0 | 0.015964
1992 | 324.4271 | 0 | 0 | 0 | 0 | 0 | 0 | 0 | 0.003991
1992 | 324.4375 | 0 | 0 | 0 | 0 | 0 | 0 | 0.035235 | 0.035919
1992 | 324.4479 | 0 | 0 | 0 | 0 | 0 | 0 | 0.058725 | 0.03991
1992 | 324.4583 | 0 | 0 | 0 | 0 | 0 | 0 | -0.03132 | 0.003991
1992 | 324.4688 | 0 | 0 | 0 | 0 | 0 | 0 | 0.011745 | 0.023946
1992 | 324.4792 | 0 | 0 | 0 | 0 | 0 | 0 | 0.011745 | 0.003991
1992 | 324.4896 | 0 | 0 | 0 | 0 | 0 | 0 | 0.035235 | 0.035919
1992 | 324.5 | 0 | 0 | 0 | 0 | 0 | 0 | 0.01566 | 0.031928
1992 | 324.5104 | 0 | 0 | 0 | 0 | 0 | 0 | 0.035235 | 0.027937
1992 | 324.5208 | 0 | 0 | 0 | 0 | 0 | 0 | 0.03132 | 0.027937
1992 | 324.5313 | 0 | 0 | 0 | 0 | 0 | 0 | -0.00783 | 0.015964
1992 | 324.5417 | 0 | 0 | 0 | 0 | 0 | 0 | 0.04698 | 0.023946
1992 | 324.5521 | 0 | 0 | 0 | 0 | 0 | 0 | 0.043065 | 0.047892
1992 | 324.5625 | 0 | 0 | 0 | 0 | 0 | 0 | 0.02349 | 0.015964
1992 | 324.5729 | 0 | 0 | 0 | 0 | 0 | 0 | 0.035235 | 0.031928
1992 | 324.5833 | 0 | 0 | 0 | 0 | 0 | 0 | 0.027405 | 0.023946
1992 | 324.5938 | 0 | 0 | 0 | 0 | 0 | 0 | 0.019575 | 0.019955
1992 | 324.6042 | 0 | 0 | 0 | 0 | 0 | 0 | 0.027405 | 0.011973
1992 | 324.6146 | 0 | 0 | 0 | 0 | 0 | 0 | 0.02349 | 0.015964
1992 | 324.625 | 0 | 0 | 0 | 0 | 0 | 0 | 0.00783 | 0.003991
1992 | 324.6354 | 0 | 0 | 0 | 0 | 0 | 0 | 0.011745 | 0.007982
1992 | 324.6458 | 0 | 0 | 0 | 0 | 0 | 0 | 0.011745 | 0.019955
1992 | 324.6563 | 0 | 0 | 0 | 0 | 0 | 0 | 0.03132 | 0.019955
1992 | 324.6667 | 0 | 0 | 0 | 0 | 0 | 0 | -0.003915 | -0.003991
1992 | 324.6771 | 0 | 0 | 0 | 0 | 0 | 0 | 0.01566 | 0.019955
1992 | 324.6875 | 0 | 0 | 0 | 0 | 0 | 0 | 0.00783 | 0.015964
1992 | 324.6979 | 0 | 0 | 0 | 0 | 0 | 0 | 0.00783 | 0.007982
1992 | 324.7083 | 0 | 0 | 0 | 0 | 0 | 0 | 0.011745 | 0.011973
1992 | 324.7188 | 0 | 0 | 0 | 0 | 0 | 0 | 0.019575 | 0.015964
1992 | 324.7292 | 0 | 0 | 0 | 0 | 0 | 0 | 0.02349 | 0.015964
1992 | 324.7396 | 0 | 0 | 0 | 0 | 0 | 0 | 0.01566 | 0.003991
1992 | 324.75 | 0 | 0 | 0 | 0 | 0 | 0 | 0 | 0.015964
1992 | 324.7604 | 0 | 0 | 0 | 0 | 0 | 0 | 0.011745 | 0
1992 | 324.7708 | 0 | 0 | 0 | 0 | 0 | 0 | 0.00783 | 0.007982
1992 | 324.7813 | 0 | 0 | 0 | 0 | 0 | 0 | 0 | 0
1992 | 324.7917 | 0 | 0 | 0 | 0 | 0 | 0 | 0 | 0
1992 | 324.8021 | 0 | 0 | 0 | 0 | 0 | 0 | -0.003915 | 0.003991
1992 | 324.8125 | 0 | 0 | 0 | 0 | 0 | 0 | 0 | -0.003991
1992 | 324.8229 | 0 | 0 | 0 | 0 | 0 | 0 | 0.003915 | 0.011973
1992 | 324.8333 | 0 | 0 | 0 | 0 | 0 | 0 | 0 | 0
1992 | 324.8438 | 0 | 0 | 0 | 0 | 0 | 0 | 0 | 0
1992 | 324.8542 | 0 | 0 | 0 | 0 | 0 | 0 | 0 | 0
1992 | 324.8646 | 0 | 0 | 0 | 0 | 0 | 0 | 0 | 0.003991
1992 | 324.875 | 0 | 0 | 0 | 0 | 0 | 0 | 0 | 0.003991
1992 | 324.8854 | 0 | 0 | 0 | 0 | 0 | 0 | 0.011745 | -0.007982
1992 | 324.8958 | 0 | 0 | 0 | 0 | 0 | 0 | -0.011745 | -5.6843e-14
1992 | 324.9063 | 0 | 0 | 0 | 0 | 0 | 0 | 0.011745 | 5.6843e-14
1992 | 324.9167 | 0 | 0 | 0 | 0 | 0 | 0 | 0 | 0.003991
1992 | 324.9271 | 0 | 0 | 0 | 0 | 0 | 0 | 0 | -0.003991
1992 | 324.9375 | 0 | 0 | 0 | 0 | 0 | 0 | -0.00783 | -0.003991
1992 | 324.9479 | 0 | 0 | 0 | 0 | 0 | 0 | 0 | 0.003991
1992 | 324.9583 | 0 | 0 | 0 | 0 | 0 | 0 | -0.003915 | 0.003991
1992 | 324.9688 | 0 | 0 | 0 | 0 | 0 | 0 | 0.003915 | -0.003991
1992 | 324.9792 | 0 | 0 | 0 | 0 | 0 | 0 | 0 | 0.007982
1992 | 324.9896 | 0 | 0 | 0 | 0 | 0 | 0 | 0 | -0.003991
1992 | 325 | 0 | 0 | 0 | 0 | 0 | 0 | 0 | 0.003991
1992 | 325.0104 | 0.01566 | 0 | 0 | 0 | 0 | 0 | 0.003915 | 0
1992 | 325.0208 | 0 | 0 | 0 | 0 | 0 | 0 | 0.003915 | 0
1992 | 325.0313 | 0 | 0 | 0 | 0 | 0 | 0 | 0.003915 | 0
1992 | 325.0417 | 0 | 0 | 0 | 0 | 0 | 0 | -0.00783 | 0
1992 | 325.0521 | 0 | 0 | 0 | 0 | 0 | 0 | 0.003915 | -0.003991
1992 | 325.0625 | 0.00783 | 0 | 0 | 0 | 0 | 0 | 0.003915 | 0
1992 | 325.0729 | 0 | 0 | 0 | 0 | 0 | 0 | -0.003915 | -0.003991
1992 | 325.0833 | 0 | 0 | 0 | 0 | 0 | 0 | -0.003915 | -0.007982
1992 | 325.0938 | 0.01566 | 0 | 0 | 0 | 0 | 0 | 0 | 0
1992 | 325.1042 | 0 | 0.031928 | 0 | 0 | 0 | 0 | -0.00783 | 0.007982
1992 | 325.1146 | 0.00783 | 0 | 0 | 0 | 0 | 0 | 0.003915 | 0.007982
1992 | 325.125 | 0 | 0 | 0 | 0 | 0 | 0 | 0.011745 | 0.003991
1992 | 325.1354 | 0 | 0.007982 | 0 | 0 | 0 | 0 | -0.00783 | -0.003991
1992 | 325.1458 | 0.00783 | 0 | 0 | 0 | 0 | 0 | -0.019575 | 0
1992 | 325.1563 | 0 | 0.007982 | 0 | 0 | 0 | 0 | 0 | -5.6843e-14
1992 | 325.1667 | 0 | 0 | 0 | 0 | 0 | 0 | 0.00783 | 0
1992 | 325.1771 | 0.01566 | 0 | 0 | 0 | 0 | 0 | 0.003915 | -0.003991
1992 | 325.1875 | 0 | 0.007982 | 0 | 0 | 0 | 0 | 0.00783 | -0.003991
1992 | 325.1979 | 0.01566 | 0 | 0 | 0 | 0 | 0 | -0.003915 | 0
1992 | 325.2083 | 0 | 0 | 0 | 0 | 0 | 0 | 0.003915 | 0
1992 | 325.2188 | 0.02349 | 0.007982 | 0 | 0 | 0 | 0 | -0.003915 | 0
1992 | 325.2292 | 0 | 0 | 0 | 0 | 0 | 0 | 0.00783 | 0
1992 | 325.2396 | 0 | 0 | 0 | 0 | 0 | 0 | 0.003915 | 0
1992 | 325.25 | 0 | 0.007982 | 0 | 0 | 0 | 0 | -0.003915 | -5.6843e-14
1992 | 325.2604 | 0.01566 | 0 | 0 | 0 | 0 | 0 | -0.003915 | 0
1992 | 325.2708 | 0.02349 | 0 | 0 | 0 | 0 | 0 | -0.011745 | 0.003991
1992 | 325.2813 | 0 | 0 | 0 | 0 | 0 | 0 | -0.003915 | -0.003991
1992 | 325.2917 | 0 | 0 | 0 | 0 | 0 | 0 | 0.02349 | 0.003991
1992 | 325.3021 | 0 | 0 | 0 | 0 | 0 | 0 | 0.027405 | -0.003991
1992 | 325.3125 | 0 | 0 | 0 | 0 | 0 | 0 | 0.003915 | 0
1992 | 325.3229 | 0.00783 | 0 | 0 | 0 | 0 | 0 | -0.00783 | 0.003991
1992 | 325.3333 | 0.02349 | 0 | 0 | 0 | 0 | 0 | -0.011745 | 0.003991
1992 | 325.3438 | 0 | 0 | 0 | 0 | 0 | 0 | 0.003915 | 0
1992 | 325.3542 | 0.03915 | 0 | 0 | 0 | 0 | 0 | -1.1369e-13 | -0.007982
1992 | 325.3646 | 0 | 0 | 0 | 0 | 0 | 0 | 0.027405 | 0.003991
1992 | 325.375 | 0 | 0.015964 | 0 | 0 | 0 | 0 | 0.01566 | 0.003991
1992 | 325.3854 | 0 | 0.015964 | 0 | 0 | 0 | 0 | 0.011745 | 5.6843e-14
1992 | 325.3958 | 0 | 0 | 0 | 0 | 0 | 0 | -0.016835 | 0
1992 | 325.4063 | 0 | 0 | 0 | 0 | 0 | 0 | -0.0084172 | -1.1369e-13
1992 | 325.4167 | 0 | 0 | 0 | 0 | 0 | 0 | -0.0035235 | 0
1992 | 325.4271 | 0 | 0.007982 | 0 | 0 | 0 | 0 | 0.0021532 | 0.003991
1992 | 325.4375 | 0 | 0 | 0 | 0 | 0 | 0 | 0.003915 | -0.003991
1992 | 325.4479 | 0 | 0 | 0 | 0 | 0 | 0 | -0.00783 | 0.011973
1992 | 325.4583 | 0 | 0 | 0 | 0 | 0 | 0 | -0.007047 | -0.003991
1992 | 325.4688 | 0.02349 | 0 | 0 | 0 | 0 | 0 | 0.004698 | 0.011973
1992 | 325.4792 | 0 | 0 | 0 | 0 | 0 | 0 | -0.00783 | 0.015964
1992 | 325.4896 | 0 | 0 | 0 | 0 | 0 | 0 | 0.01566 | 0.003991
1992 | 325.5 | 0 | 0 | 0 | 0 | 0 | 0 | -0.00783 | 0.011973
1992 | 325.5104 | 0.04698 | 0 | 0 | 0 | 0 | 0 | 0.003915 | -0.023946
1992 | 325.5208 | 0.00783 | 0.015964 | 0 | 0 | 0 | 0 | 0 | 0.011973
1992 | 325.5313 | 0 | 0.047892 | 0 | 0 | 0 | 0 | -0.01566 | 0
1992 | 325.5417 | 0.00783 | 0 | 0 | 0 | 0 | 0 | 0.02349 | -0.003991
1992 | 325.5521 | 0 | 0 | 0 | 0 | 0 | 0 | -0.01566 | 0.007982
1992 | 325.5625 | 0 | 0 | 0 | 0 | 0 | 0 | 0.035235 | 0.011973
1992 | 325.5729 | 0 | 0 | 0 | 0 | 0 | 0 | 0.027405 | 0.015964
1992 | 325.5833 | 0 | 0 | 0 | 0 | 0 | 0 | 0.019575 | 0.011973
1992 | 325.5938 | 0 | 0 | 0 | 0 | 0 | 0 | 0.058725 | 0.007982
1992 | 325.6042 | 0 | 0 | 0 | 0 | 0 | 0 | -0.011745 | 0.023946
1992 | 325.6146 | 0 | 0 | 0 | 0 | 0 | 0 | 0.003915 | 0.027937
1992 | 325.625 | 0.02349 | 0 | 0 | 0 | 0 | 0 | 0.043065 | 0.027937
1992 | 325.6354 | 0 | 0 | 0 | 0 | 0 | 0 | 0.043065 | 0.031928
1992 | 325.6458 | 0 | 0 | 0 | 0 | 0 | 0 | 0.003915 | 0.003991
1992 | 325.6563 | 0 | 0 | 0 | 0 | 0 | 0 | 0.03132 | 0.035919
1992 | 325.6667 | 0 | 0 | 0 | 0 | 0 | 0 | 0.01566 | -0.015964
1992 | 325.6771 | 0 | 0 | 0 | 0 | 0 | 0 | 0.01566 | 0.015964
1992 | 325.6875 | 0.03132 | 0 | 0 | 0 | 0 | 0 | -0.011745 | -0.003991
1992 | 325.6979 | 0 | 0 | 0 | 0 | 0 | 0 | 0.019575 | 0.019955
1992 | 325.7083 | 0 | 0 | 0 | 0 | 0 | 0 | 0.058725 | 0.019955
1992 | 325.7188 | 0 | 0 | 0 | 0 | 0 | 0 | 0.011745 | 0.011973
1992 | 325.7292 | 0 | 0 | 0 | 0 | 0 | 0 | -0.00783 | -0.003991
1992 | 325.7396 | 0 | 0 | 0 | 0 | 0 | 0 | -0.003915 | 0.019955
1992 | 325.75 | 0 | 0 | 0 | 0 | 0 | 0 | 0.00783 | -0.011973
1992 | 325.7604 | 0 | 0 | 0 | 0 | 0 | 0 | -0.019575 | 0.019955
1992 | 325.7708 | 0 | 0 | 0 | 0 | 0 | 0 | -0.003915 | -0.007982
1992 | 325.7813 | 0 | 0 | 0 | 0 | 0 | 0 | 0.04698 | -0.003991
1992 | 325.7917 | 0 | 0 | 0 | 0 | 0 | 0 | 0.01566 | 0.011973
1992 | 325.8021 | 0 | 0 | 0 | 0 | 0 | 0 | 0.003915 | 0.003991
1992 | 325.8125 | 0 | 0 | 0 | 0 | 0 | 0 | -0.003915 | 0.011973
1992 | 325.8229 | 0.00783 | 0 | 0 | 0 | 0 | 0 | 0 | -0.003991
1992 | 325.8333 | 0 | 0 | 0 | 0 | 0 | 0 | 0.02349 | 0.019955
1992 | 325.8438 | 0 | 0 | 0 | 0 | 0 | 0 | 0.011745 | 0.011973
1992 | 325.8542 | 0 | 0 | 0 | 0 | 0 | 0 | 0 | 0.007982
1992 | 325.8646 | 0 | 0 | 0 | 0 | 0 | 0 | 0.003915 | -0.007982
1992 | 325.875 | 0 | 0 | 0 | 0 | 0 | 0 | -0.003915 | -0.007982
1992 | 325.8854 | 0 | 0.023946 | 0 | 0 | 0 | 0 | -0.003915 | -0.003991
1992 | 325.8958 | 0.01566 | 0 | 0 | 0 | 0 | 0 | -0.00783 | 0.023946
1992 | 325.9063 | 0 | 0 | 0 | 0 | 0 | 0 | 0.019575 | 0.023946
1992 | 325.9167 | 0 | 0 | 0 | 0 | 0 | 0 | -0.00783 | 0.011973
1992 | 325.9271 | 0 | 0 | 0 | 0 | 0 | 0 | 0.00783 | -0.015964
1992 | 325.9375 | 0.03132 | 0 | 0 | 0 | 0 | 0 | 0.003915 | 0.03991
1992 | 325.9479 | 0 | 0 | 0 | 0 | 0 | 0 | 0.01566 | 0.015964
1992 | 325.9583 | 0 | 0 | 0 | 0 | 0 | 0 | 0.027405 | -0.007982
1992 | 325.9688 | 0 | 0 | 0 | 0 | 0 | 0 | 0.01566 | 0.003991
1992 | 325.9792 | 0 | 0.015964 | 0 | 0 | 0 | 0 | 0.011745 | 0.003991
1992 | 325.9896 | 0 | 0 | 0 | 0 | 0 | 0 | 0 | 0
1992 | 326 | 0 | 0 | 0 | 0 | 0 | 0 | 0 | 0.015964
1992 | 326.0104 | 0 | 0 | 0 | 0 | 0 | 0 | 0.011745 | -0.003991
1992 | 326.0208 | 0 | 0 | 0 | 0 | 0 | 0 | 0.00783 | -0.007982
1992 | 326.0313 | 0 | 0 | 0 | 0 | 0 | 0 | 0.003915 | 0.023946
1992 | 326.0417 | 0.02349 | 0 | 0 | 0 | 0 | 0 | 0.003915 | 0
1992 | 326.0521 | 0 | 0 | 0 | 0 | 0 | 0 | 0.003915 | 0.015964
1992 | 326.0625 | 0.03132 | 0.007982 | 0 | 0 | 0 | 0 | 0.02349 | -0.019955
1992 | 326.0729 | 0.00783 | 0 | 0 | 0 | 0 | 0 | -0.003915 | -5.6843e-14
1992 | 326.0833 | 0.03915 | 0.055874 | 0 | 0 | 0 | 0 | 0.003915 | 5.6843e-14
1992 | 326.0938 | 0.02349 | 0.031928 | 0 | 0 | 0 | 0 | 0.00783 | 0.007982
1992 | 326.1042 | 0.03132 | 0.055874 | 0 | 0 | 0 | 0 | 1.1369e-13 | 0.007982
1992 | 326.1146 | 0.02349 | 0.007982 | 0 | 0 | 0 | 0 | -0.003915 | 0
1992 | 326.125 | 0.01566 | 0.031928 | 0 | 0 | 0 | 0 | -0.003915 | -0.007982
1992 | 326.1354 | 0.02349 | 0.015964 | 0 | 0 | 0 | 0 | 1.1369e-13 | -0.011973
1992 | 326.1458 | 0.02349 | 0 | 0 | 0.015964 | 0 | 0 | 0 | -0.003991
1992 | 326.1563 | 0 | 0 | 0.04698 | 0.047892 | 0 | 0 | 1.1369e-13 | 5.6843e-14
1992 | 326.1667 | 0 | 0 | 0.05481 | 0.047892 | 0 | 0 | 1.1369e-13 | 5.6843e-14
1992 | 326.1771 | 0 | 0 | 0.2349 | 0.2235 | 0 | 0 | 0 | 5.6843e-14
1992 | 326.1875 | 0 | 0 | 0.64989 | 0.58269 | 0 | 0 | 0 | -5.6843e-14
1992 | 326.1979 | 0 | 0 | 0.68904 | 0.79022 | 0 | 0 | 0 | -5.6843e-14
1992 | 326.2083 | 0 | 0 | 0.79083 | 0.84609 | 0 | 0 | -1.1369e-13 | -5.6843e-14
1992 | 326.2188 | 0 | 0 | 0.61074 | 0.64654 | 0 | 0 | 1.1369e-13 | 0
1992 | 326.2292 | 0 | 0 | 0.87696 | 0.87802 | 0 | 0 | 0 | 0
1992 | 326.2396 | 0 | 0 | 1.0257 | 1.0137 | 0 | 0 | 0 | 0
1992 | 326.25 | 0 | 0 | 0.69687 | 0.67847 | 0 | 0 | 0 | 5.6843e-14
1992 | 326.2604 | 0 | 0 | 0.68121 | 0.66251 | 0 | 0 | 0 | 0
1992 | 326.2708 | 0 | 0 | 0.96309 | 0.94986 | 0 | 0 | 0 | 5.6843e-14
1992 | 326.2813 | 0 | 0 | 0.99441 | 1.0217 | 0 | 0 | 0 | 0
1992 | 326.2917 | 0 | 0 | 0.84564 | 0.91793 | 0 | 0 | -1.1369e-13 | -1.1369e-13
1992 | 326.3021 | 0 | 0 | 0.51678 | 0.7104 | 0 | 0 | 1.1369e-13 | 5.6843e-14
1992 | 326.3125 | 0 | 0 | 0.55593 | 0.74233 | 0 | 0 | 0 | 0
1992 | 326.3229 | 0 | 0 | 0.30537 | 0.7982 | 0 | 0 | -1.1369e-13 | 1.7053e-13
1992 | 326.3333 | 0 | 0 | 0.28971 | 0.61461 | 0 | 0 | 0.09396 | 0
1992 | 326.3438 | 0 | 0 | 2.8266 | 0.63856 | 0 | 0 | 0 | 0
1992 | 326.3542 | #N/A | 0 | #N/A | 0.46296 | 0 | 0 | #N/A | 0
1992 | 326.3646 | #N/A | 0 | #N/A | 0.51085 | 0 | 0 | #N/A | 5.6843e-14
1992 | 326.375 | #N/A | 0 | #N/A | 0.59067 | 0 | 0 | #N/A | 0
1992 | 326.3854 | #N/A | 0 | #N/A | 0.61461 | 0 | 0 | #N/A | 0
1992 | 326.3958 | #N/A | 0 | #N/A | 0.54278 | 0 | 0 | #N/A | 5.6843e-14
1992 | 326.4063 | #N/A | 0 | #N/A | 0.4869 | 0 | 0 | #N/A | 0
1992 | 326.4167 | #N/A | 0 | #N/A | 0.39112 | 0 | 0 | #N/A | 0
1992 | 326.4271 | #N/A | 0 | #N/A | 0.35121 | 0 | 0 | #N/A | 0
1992 | 326.4375 | #N/A | 0 | #N/A | 0.46296 | 0 | 0 | #N/A | -1.1369e-13
1992 | 326.4479 | #N/A | 0 | #N/A | 0.42305 | 0 | 0 | #N/A | 0
1992 | 326.4583 | #N/A | 0 | #N/A | 0.32726 | 0 | 0 | #N/A | 0
1992 | 326.4688 | #N/A | 0 | #N/A | 0.53479 | 0 | 0 | #N/A | 5.6843e-14
1992 | 326.4792 | #N/A | 0 | #N/A | 0.32726 | 0 | 0 | #N/A | 0
1992 | 326.4896 | #N/A | 0 | #N/A | 0.19157 | 0 | 0 | #N/A | 0
1992 | 326.5 | #N/A | 0 | #N/A | 0.19955 | 0 | 0 | #N/A | 0
1992 | 326.5104 | #N/A | 0 | #N/A | 0.34323 | 0 | 0 | #N/A | -0.027937
1992 | 326.5208 | #N/A | #N/A | #N/A | #N/A | 0 | 0 | #N/A | 0.007982
1992 | 326.5313 | #N/A | 0 | #N/A | 0 | 0 | 0 | #N/A | 0.13569
1992 | 326.5417 | #N/A | 0 | #N/A | 0.071838 | 0 | 0 | #N/A | 0.043901
1992 | 326.5521 | #N/A | 0 | #N/A | 0.6226 | 0 | 0 | #N/A | -5.6843e-14
1992 | 326.5625 | #N/A | 0 | #N/A | 0.20753 | 0 | 0 | #N/A | -0.059865
1992 | 326.5729 | #N/A | 0 | #N/A | 0 | 0 | 0 | #N/A | -0.035919
1992 | 326.5833 | #N/A | 0 | #N/A | 0.031928 | 0 | 0 | #N/A | -0.015964
1992 | 326.5938 | #N/A | 0 | #N/A | 0 | 0 | 0 | #N/A | -0.007982
1992 | 326.6042 | #N/A | 0 | #N/A | 0 | 0 | 0 | #N/A | -0.015964
1992 | 326.6146 | #N/A | 0 | #N/A | 0.07982 | 0 | 0 | #N/A | 0.067847
1992 | 326.625 | #N/A | 0 | #N/A | 0.19157 | 0 | 0 | #N/A | -0.051883
1992 | 326.6354 | #N/A | 0 | #N/A | 0 | 0 | 0 | #N/A | 0.067847
1992 | 326.6458 | #N/A | 0 | #N/A | 0 | 0 | 0 | #N/A | 0.059865
1992 | 326.6563 | #N/A | 0 | #N/A | 0.11973 | 0 | 0 | #N/A | 0.015964
1992 | 326.6667 | #N/A | 0 | #N/A | 0.36717 | 0 | 0 | #N/A | -0.095784
1992 | 326.6771 | #N/A | 0 | #N/A | 0 | 0 | 0 | #N/A | 0.011973
1992 | 326.6875 | #N/A | 0 | #N/A | 0.095784 | 0 | 0 | #N/A | 0.003991
1992 | 326.6979 | #N/A | 0 | #N/A | 0.24744 | 0 | 0 | #N/A | 0
1992 | 326.7083 | #N/A | 0 | #N/A | 0.10377 | 0 | 0 | #N/A | 0
1992 | 326.7188 | #N/A | 0 | #N/A | 0.007982 | 0 | 0 | #N/A | 0.003991
1992 | 326.7292 | #N/A | 0 | #N/A | 0 | 0 | 0 | #N/A | 0.051883
1992 | 326.7396 | #N/A | 0 | #N/A | 0.13569 | 0 | 0 | #N/A | -1.1369e-13
1992 | 326.75 | #N/A | 0 | #N/A | 0.27139 | 0 | 0 | #N/A | -0.027937
1992 | 326.7604 | #N/A | 0 | #N/A | 0 | 0 | 0 | #N/A | 0.007982
1992 | 326.7708 | #N/A | 0 | #N/A | 0 | 0 | 0 | #N/A | 0.027937
1992 | 326.7813 | #N/A | 0 | #N/A | 0.33524 | 0 | 0 | #N/A | -5.6843e-14
1992 | 326.7917 | #N/A | 0 | #N/A | 0.34323 | 0 | 0 | #N/A | -0.03991
1992 | 326.8021 | #N/A | #N/A | #N/A | #N/A | 0 | 0 | #N/A | #N/A
1992 | 326.8125 | #N/A | #N/A | #N/A | #N/A | 0 | 0 | #N/A | 0.015964
1992 | 326.8229 | #N/A | 0 | #N/A | 0.35121 | 0 | 0 | #N/A | -0.023946
1992 | 326.8333 | #N/A | #N/A | #N/A | #N/A | 0 | 0 | #N/A | #N/A
1992 | 326.8438 | #N/A | 0 | #N/A | 0.12771 | 0 | 0 | #N/A | -0.015964
1992 | 326.8542 | #N/A | 0 | #N/A | 0.47094 | 0 | 0 | #N/A | -0.003991
1992 | 326.8646 | #N/A | #N/A | #N/A | #N/A | 0 | 0 | #N/A | #N/A
1992 | 326.875 | #N/A | #N/A | #N/A | #N/A | 0 | 0 | #N/A | #N/A
1992 | 326.8854 | #N/A | 0 | #N/A | 0 | 0 | 0 | #N/A | 0.067847
1992 | 326.8958 | #N/A | 0 | #N/A | 0 | 0 | 0 | #N/A | 0.007982
1992 | 326.9063 | #N/A | #N/A | #N/A | #N/A | 0 | 0 | #N/A | #N/A
1992 | 326.9167 | #N/A | #N/A | #N/A | #N/A | 0 | 0 | #N/A | 0.043901
1992 | 326.9271 | #N/A | 0 | #N/A | 0 | 0 | 0 | #N/A | 0.10377
1992 | 326.9375 | #N/A | 0 | #N/A | 0 | 0 | 0 | #N/A | -0.047892
1992 | 326.9479 | #N/A | 0 | #N/A | 0 | 0 | 0 | #N/A | -0.035919
1992 | 326.9583 | #N/A | 0.03991 | #N/A | 0 | 0 | 0 | #N/A | 0.007982
1992 | 326.9688 | #N/A | 0 | #N/A | 0 | 0 | 0 | #N/A | 0.059865
1992 | 326.9792 | #N/A | 0 | #N/A | 0 | 0 | 0 | #N/A | -0.055874
1992 | 326.9896 | #N/A | 0 | #N/A | 0 | 0 | 0 | #N/A | -0.03991
1992 | 327 | #N/A | 0 | #N/A | 0 | 0 | 0 | #N/A | -0.003991
1992 | 327.0104 | #N/A | 0 | #N/A | 0 | 0 | 0 | #N/A | -0.015964
1992 | 327.0208 | #N/A | 0.03991 | #N/A | 0 | 0 | 0 | #N/A | -0.011973
1992 | 327.0313 | #N/A | 0 | #N/A | 0 | 0 | 0 | #N/A | 0.011973
1992 | 327.0417 | #N/A | 0 | #N/A | 0 | 0 | 0 | #N/A | 0.015964
1992 | 327.0521 | #N/A | 0 | #N/A | 0 | 0 | 0 | #N/A | -0.015964
1992 | 327.0625 | #N/A | 0.063856 | #N/A | 0 | 0 | 0 | 0.043065 | 0
1992 | 327.0729 | 0 | 0 | 0 | 0 | 0 | 0 | 0.0783 | 0.03991
1992 | 327.0833 | 0 | 0 | 0 | 0 | 0 | 0 | 0.14877 | 0.019955
1992 | 327.0938 | 0 | 0 | 0 | 0 | 0 | 0 | 0.043065 | 0
1992 | 327.1042 | 0 | 0 | 0 | 0 | 0 | 0 | -0.011745 | 0.007982
1992 | 327.1146 | 0 | 0 | 0 | 0 | 0 | 0 | 0.0783 | 0.031928
1992 | 327.125 | 0 | 0 | 0 | 0 | 0 | 0 | 0.04698 | 0.011973
1992 | 327.1354 | 0 | 0 | 0 | 0 | 0 | 0 | 0.019575 | 0.003991
1992 | 327.1458 | 0 | 0 | 0 | 0 | 0 | 0 | 0.027405 | 0.011973
1992 | 327.1563 | 0 | 0 | 0 | 0 | 0 | 0 | -0.019575 | 0
1992 | 327.1667 | 0.02349 | 0 | 0 | 0 | 0 | 0 | -0.00783 | -0.003991
1992 | 327.1771 | 0.04698 | 0.031928 | 0 | 0 | 0 | 0 | -0.03132 | -5.6843e-14
1992 | 327.1875 | 0 | 0 | 0 | 0 | 0 | 0 | 0.05481 | 0.003991
1992 | 327.1979 | 0 | 0 | 0 | 0 | 0 | 0 | 0.05481 | 0
1992 | 327.2083 | 0 | 0 | 0 | 0 | 0 | 0 | 0.08613 | 0.031928
1992 | 327.2188 | 0 | 0 | 0 | 0 | 0 | 0 | -0.019575 | -0.007982
1992 | 327.2292 | 0 | 0 | 0 | 0 | 0 | 0 | 0.05481 | 0.003991
1992 | 327.2396 | 0 | 0 | 0 | 0 | 0 | 0 | 0.066555 | -0.003991
1992 | 327.25 | 0 | 0.015964 | 0 | 0 | 0 | 0 | -0.003915 | -0.007982
1992 | 327.2604 | 0 | 0.015964 | 0 | 0 | 0 | 0 | -0.01566 | 0.003991
1992 | 327.2708 | 0 | 0 | 0 | 0 | 0 | 0 | 0.019575 | 0.019955
1992 | 327.2813 | 0.07047 | 0 | 0 | 0 | 0 | 0 | 1.1369e-13 | -0.011973
1992 | 327.2917 | 0.04698 | 0 | 0 | 0 | 0 | 0 | -0.019575 | -0.007982
1992 | 327.3021 | 0 | 0 | 0 | 0 | 0 | 0 | 0.027405 | 0
1992 | 327.3125 | 0 | 0 | 0 | 0 | 0 | 0 | 0.035235 | -0.007982
1992 | 327.3229 | 0 | 0 | 0 | 0 | 0 | 0 | 0.01566 | 0.011973
1992 | 327.3333 | 0 | 0 | 0 | 0 | 0 | 0 | 0.043065 | 0
1992 | 327.3438 | 0 | 0 | 0 | 0 | 0 | 0 | 0.04698 | 0.011973
1992 | 327.3542 | 0 | 0 | 0 | 0 | 0 | 0 | 0.050895 | 0.015964
1992 | 327.3646 | 0 | 0 | 0 | 0 | 0 | 0 | 0.10571 | 0.011973
1992 | 327.375 | 0 | 0 | 0 | 0 | 0 | 0 | 0.0783 | 0.007982
1992 | 327.3854 | 0 | 0 | 0 | 0 | 0 | 0 | 0.04698 | 0.031928
1992 | 327.3958 | 0 | 0 | 0 | 0 | 0 | 0 | 0.00783 | 0.03991
1992 | 327.4063 | 0 | 0 | 0.06264 | 0 | 0 | 0 | 1.1369e-13 | 0
1992 | 327.4167 | 0 | 0 | 0.03132 | 0 | 0 | 0 | -0.003915 | 0.027937
1992 | 327.4271 | 0 | 0 | 0.07047 | 0 | 0 | 0 | 0.019575 | 0.023946
1992 | 327.4375 | 0 | 0 | 0.06264 | 0 | 0 | 0 | 0.01566 | 0.015964
1992 | 327.4479 | 0 | 0 | 0.07047 | 0 | 0 | 0 | 1.1369e-13 | 0.035919
1992 | 327.4583 | 0 | 0 | 0.08613 | 0 | 0 | 0 | 0.00783 | 0.059865
1992 | 327.4688 | 0 | 0 | 0 | 0 | 0 | 0 | 0.058725 | 0.10377
1992 | 327.4792 | 0 | 0 | 0 | 0 | 0 | 0 | 0.04698 | 0.10776
1992 | 327.4896 | 0 | 0 | 0 | 0 | 0 | 0 | 0.01566 | 0.07982
1992 | 327.5 | 0.01566 | 0 | 0 | 0 | 0 | 0 | -0.003915 | 0.11175
1992 | 327.5104 | 0.01566 | 0 | 0 | 0 | 0 | 0 | 0.00783 | 0.12372
1992 | 327.5208 | 0 | 0 | 0 | 0 | 0 | 0 | 0.03132 | 0.11574
1992 | 327.5313 | 0 | 0 | 0 | 0 | 0 | 0 | -0.03915 | 0.067847
1992 | 327.5417 | 0 | 0 | 0 | 0 | 0 | 0 | -0.019575 | 0.063856
1992 | 327.5521 | 0.03132 | 0 | 0 | 0 | 0 | 0 | -1.1369e-13 | 0.055874
1992 | 327.5625 | 0 | 0 | 0 | 0 | 0 | 0 | 0.011745 | 0.031928
1992 | 327.5729 | 0 | 0 | 0 | 0 | 0 | 0 | 0.035235 | 0.023946
1992 | 327.5833 | 0 | 0 | 0 | 0 | 0 | 0 | -0.06264 | 0.031928
1992 | 327.5938 | 0 | 0 | 0 | 0 | 0 | 0 | 0.003915 | 0.027937
1992 | 327.6042 | 0 | 0 | 0 | 0 | 0 | 0 | 0.00783 | 0.035919
1992 | 327.6146 | 0 | 0 | 0 | 0 | 0 | 0 | 0.05481 | 0.015964
1992 | 327.625 | 0 | 0 | 0 | 0 | 0 | 0 | 0.00783 | 0.031928
1992 | 327.6354 | 0 | 0 | 0 | 0 | 0 | 0 | 0.058725 | 0.015964
1992 | 327.6458 | 0 | 0 | 0 | 0 | 0 | 0 | -0.027405 | 0.015964
1992 | 327.6563 | 0 | 0 | 0 | 0 | 0 | 0 | 0.066555 | 0.011973
1992 | 327.6667 | 0 | 0 | 0 | 0 | 0 | 0 | 0.00783 | 0.007982
1992 | 327.6771 | 0 | 0 | 0 | 0 | 0 | 0 | 0 | 0.003991
1992 | 327.6875 | 0.01566 | 0 | 0 | 0 | 0 | 0 | 0.003915 | 0.011973
1992 | 327.6979 | 0 | 0 | 0 | 0 | 0 | 0 | 0.003915 | 0
1992 | 327.7083 | 0 | 0 | 0 | 0 | 0 | 0 | 0.011745 | 0
1992 | 327.7188 | 0 | 0 | 0 | 0 | 0 | 0 | 0.003915 | -0.015964
1992 | 327.7292 | 0 | 0 | 0 | 0 | 0 | 0 | 0.011745 | -0.011973
1992 | 327.7396 | 0 | 0 | 0 | 0 | 0 | 0 | -0.019575 | 0.019955
1992 | 327.75 | 0 | 0 | 0 | 0 | 0 | 0 | -0.003915 | 0.003991
1992 | 327.7604 | 0.03915 | 0 | 0 | 0 | 0 | 0 | 0.01566 | 0.003991
1992 | 327.7708 | 0 | 0 | 0 | 0 | 0 | 0 | 0.03132 | 0.003991
1992 | 327.7813 | 0 | 0 | 0 | 0 | 0 | 0 | -0.050895 | -0.003991
1992 | 327.7917 | 0 | 0 | 0 | 0 | 0 | 0 | 0.01566 | 0.019955
1992 | 327.8021 | 0 | 0.015964 | 0 | 0 | 0 | 0 | 0 | 0
1992 | 327.8125 | 0 | 0 | 0 | 0 | 0 | 0 | -0.01566 | -0.003991
1992 | 327.8229 | 0.01566 | 0.007982 | 0 | 0 | 0 | 0 | -0.011745 | 0
1992 | 327.8333 | 0.02349 | 0 | 0 | 0 | 0 | 0 | -0.00783 | 0.007982
1992 | 327.8438 | 0 | 0 | 0 | 0 | 0 | 0 | 0.050895 | 0.011973
1992 | 327.8542 | 0 | 0 | 0 | 0 | 0 | 0 | 0.003915 | 0.007982
1992 | 327.8646 | 0 | 0 | 0 | 0 | 0 | 0 | -0.02349 | 0
1992 | 327.875 | 0.00783 | 0 | 0 | 0 | 0 | 0 | 0.00783 | 0
1992 | 327.8854 | 0 | 0 | 0 | 0 | 0 | 0 | 0.03132 | 0.011973
1992 | 327.8958 | 0.00783 | 0 | 0 | 0 | 0 | 0 | -0.03132 | -0.003991
1992 | 327.9063 | 0.03132 | 0 | 0 | 0 | 0 | 0 | 1.1369e-13 | -0.003991
1992 | 327.9167 | 0.01566 | 0 | 0 | 0 | 0 | 0 | 0.00783 | 0.027937
1992 | 327.9271 | 0 | 0 | 0 | 0 | 0 | 0 | 0.03132 | -0.011973
1992 | 327.9375 | 0.05481 | 0 | 0 | 0 | 0 | 0 | 0.003915 | 0.003991
1992 | 327.9479 | 0 | 0 | 0 | 0 | 0 | 0 | 0.011745 | -0.003991
1992 | 327.9583 | 0 | 0 | 0 | 0 | 0 | 0 | -0.043065 | 0.003991
1992 | 327.9688 | 0.04698 | 0 | 0 | 0 | 0 | 0 | -0.011745 | 0.055874
1992 | 327.9792 | 0 | 0 | 0 | 0 | 0 | 0 | 1.1369e-13 | 0.03991
1992 | 327.9896 | 0 | 0 | 0 | 0 | 0 | 0 | 0.003915 | 0.047892
1992 | 328 | 0 | 0 | 0 | 0 | 0 | 0 | 0.03132 | 0.019955
1992 | 328.0104 | 0 | 0 | 0 | 0 | 0 | 0 | 0.019575 | 0.003991
1992 | 328.0208 | 0 | 0 | 0 | 0 | 0 | 0 | 0.035235 | 0.015964
1992 | 328.0313 | 0 | 0 | 0 | 0 | 0 | 0 | 0.050895 | -0.003991
1992 | 328.0417 | 0 | 0 | 0 | 0 | 0 | 0 | -0.027405 | -0.007982
1992 | 328.0521 | 0 | 0 | 0 | 0 | 0 | 0 | 0 | -0.011973
1992 | 328.0625 | 0 | 0.015964 | 0 | 0 | 0 | 0 | 0.011745 | -0.003991
1992 | 328.0729 | 0.01566 | 0.007982 | 0 | 0 | 0 | 0 | 0 | -0.015964
1992 | 328.0833 | 0 | 0 | 0 | 0 | 0 | 0 | -0.01566 | -0.007982
1992 | 328.0938 | 0 | 0 | 0 | 0 | 0 | 0 | 0.02349 | 0.007982
1992 | 328.1042 | 0 | 0 | 0 | 0 | 0 | 0 | -0.05481 | -0.019955
1992 | 328.1146 | 0 | 0 | 0 | 0 | 0 | 0 | 0.035235 | -0.007982
1992 | 328.125 | 0 | 0.015964 | 0 | 0 | 0 | 0 | 0.035235 | -0.007982
1992 | 328.1354 | 0 | 0.015964 | 0 | 0 | 0 | 0 | 0.02349 | 0.003991
1992 | 328.1458 | 0 | 0 | 0 | 0 | 0 | 0 | -0.050895 | 0.043901
1992 | 328.1563 | 0 | 0 | 0 | 0 | 0 | 0 | 0.043065 | 0.051883
1992 | 328.1667 | 0 | 0 | 0 | 0 | 0 | 0 | -0.00783 | 0.051883
1992 | 328.1771 | 0 | 0 | 0 | 0 | 0 | 0 | 0.019575 | 0.019955
1992 | 328.1875 | 0 | 0 | 0 | 0 | 0 | 0 | 0.011745 | 0.023946
1992 | 328.1979 | 0 | 0 | 0 | 0 | 0 | 0 | 0.003915 | 0
1992 | 328.2083 | 0 | 0.023946 | 0 | 0 | 0 | 0 | 0.019575 | -0.019955
1992 | 328.2188 | 0 | 0 | 0 | 0 | 0 | 0 | 0.003915 | -0.003991
1992 | 328.2292 | 0.04698 | 0.023946 | 0 | 0 | 0 | 0 | -0.027405 | -0.003991
1992 | 328.2396 | 0 | 0 | 0 | 0 | 0 | 0 | 0.050895 | 0.003991
1992 | 328.25 | 0 | 0 | 0 | 0 | 0 | 0 | 0.00783 | -0.011973
1992 | 328.2604 | 0 | 0 | 0 | 0 | 0 | 0 | -0.027405 | -0.003991
1992 | 328.2708 | 0 | 0 | 0 | 0 | 0 | 0 | 0.043065 | 0.011973
1992 | 328.2813 | 0 | 0 | 0 | 0 | 0 | 0 | 0.011745 | -0.007982
1992 | 328.2917 | 0 | 0 | 0 | 0 | 0 | 0 | -0.019575 | 0
1992 | 328.3021 | 0.03132 | 0 | 0 | 0 | 0 | 0 | -0.011745 | 0.007982
1992 | 328.3125 | 0 | 0 | 0 | 0 | 0 | 0 | 0.043065 | 0.011973
1992 | 328.3229 | 0 | 0 | 0 | 0 | 0 | 0 | 0.01566 | -0.011973
1992 | 328.3333 | 0 | 0 | 0 | 0 | 0 | 0 | 0.058725 | -0.003991
1992 | 328.3438 | 0 | 0.007982 | 0 | 0 | 0 | 0 | 0.035235 | 0.003991
1992 | 328.3542 | 0 | 0 | 0 | 0 | 0 | 0 | 0.043065 | 0
1992 | 328.3646 | 0 | 0 | 0 | 0 | 0 | 0 | 0 | 0.043901
1992 | 328.375 | 0.04698 | 0 | 0 | 0 | 0 | 0 | 0.00783 | 0.14767
1992 | 328.3854 | 0.06264 | 0 | 0 | 0 | 0 | 0 | 1.1369e-13 | 0.15964
1992 | 328.3958 | 0.01566 | 0 | 0 | 0 | 0 | 0 | 0.03915 | 0.083811
1992 | 328.4063 | 0 | 0 | 0 | 0 | 0 | 0 | -0.003915 | 0.055874
1992 | 328.4167 | 0 | 0 | 0 | 0 | 0 | 0 | -0.00783 | 0.051883
1992 | 328.4271 | 0 | 0 | 0 | 0 | 0 | 0 | 0.00783 | 0.031928
1992 | 328.4375 | 0 | 0 | 0 | 0 | 0 | 0 | 0.02349 | 0.035919
1992 | 328.4479 | 0 | 0 | 0 | 0 | 0 | 0 | 0.058725 | 0.027937
1992 | 328.4583 | 0 | 0 | 0 | 0 | 0 | 0 | 0.035235 | 0.019955
1992 | 328.4688 | 0 | 0 | 0 | 0 | 0 | 0 | 0.01566 | 0.007982
1992 | 328.4792 | 0 | 0 | 0 | 0 | 0 | 0 | 0.04698 | 0.035919
1992 | 328.4896 | 0 | 0 | 0 | 0 | 0 | 0 | 0.082215 | 0.043901
1992 | 328.5 | 0 | 0 | 0 | 0 | 0 | 0 | -0.027405 | 0.031928
1992 | 328.5104 | 0 | 0 | 0 | 0 | 0 | 0 | 0.035235 | 0.015964
1992 | 328.5208 | 0 | 0 | 0 | 0 | 0 | 0 | 0.02349 | 0.035919
1992 | 328.5313 | 0 | 0 | 0 | 0 | 0 | 0 | 0.082215 | 0.047892
1992 | 328.5417 | 0 | 0 | 0 | 0 | 0 | 0 | -0.074385 | 0.055874
1992 | 328.5521 | 0 | 0 | 0 | 0 | 0 | 0 | 0.0783 | 0.051883
1992 | 328.5625 | 0 | 0 | 0 | 0 | 0 | 0 | -0.027405 | 0.051883
1992 | 328.5729 | 0 | 0 | 0 | 0 | 0 | 0 | 0.10179 | 0.059865
1992 | 328.5833 | 0 | 0 | 0 | 0 | 0 | 0 | 0.090045 | 0.047892
1992 | 328.5938 | 0 | 0 | 0 | 0 | 0 | 0 | 0.03915 | 0.031928
1992 | 328.6042 | 0 | 0 | 0 | 0 | 0 | 0 | 0.043065 | 0.031928
1992 | 328.6146 | 0 | 0 | 0 | 0 | 0 | 0 | 0.011745 | 0.027937
1992 | 328.625 | 0 | 0 | 0 | 0 | 0 | 0 | 0.03915 | 0.019955
1992 | 328.6354 | 0 | 0 | 0 | 0 | 0 | 0 | 0.019575 | 0.019955
1992 | 328.6458 | 0 | 0 | 0 | 0 | 0 | 0 | -0.003915 | 0.011973
1992 | 328.6563 | 0 | 0 | 0 | 0 | 0 | 0 | -0.03132 | 0.015964
1992 | 328.6667 | 0 | 0 | 0 | 0 | 0 | 0 | 0.06264 | 0.019955
1992 | 328.6771 | 0 | 0 | 0 | 0 | 0 | 0 | -0.02349 | 0.007982
1992 | 328.6875 | 0 | 0 | 0 | 0 | 0 | 0 | -0.09396 | 0.019955
1992 | 328.6979 | 0 | 0 | 0 | 0 | 0 | 0 | -0.08613 | 0.011973
1992 | 328.7083 | 0 | 0 | 0 | 0 | 0 | 0 | 0.1566 | 0.043901
1992 | 328.7188 | 0 | 0 | 0 | 0 | 0 | 0 | 0.05481 | 0.027937
1992 | 328.7292 | 0 | 0 | 0 | 0 | 0 | 0 | 0.11745 | 0.023946
1992 | 328.7396 | 0 | 0 | 0 | 0 | 0 | 0 | -0.097875 | 0.007982
1992 | 328.75 | 0 | 0 | 0 | 0 | 0 | 0 | -0.05481 | 0.023946
1992 | 328.7604 | 0 | 0 | 0 | 0 | 0 | 0 | 0.23098 | 0.031928
1992 | 328.7708 | 0 | 0 | 0 | 0 | 0 | 0 | -0.07047 | -0.019955
1992 | 328.7813 | 0 | 0.023946 | 0 | 0 | 0 | 0 | 0 | 0.007982
1992 | 328.7917 | 0 | 0 | 0 | 0 | 0 | 0 | 0.043065 | 0.035919
1992 | 328.8021 | 0 | 0 | 0 | 0 | 0 | 0 | -0.05481 | -0.023946
1992 | 328.8125 | 0.01566 | 0 | 0 | 0 | 0 | 0 | -0.02349 | 0
1992 | 328.8229 | 0 | 0 | 0 | 0 | 0 | 0 | 0.04698 | 0.035919
1992 | 328.8333 | 0 | 0 | 0 | 0 | 0 | 0 | -0.011745 | 0.011973
1992 | 328.8438 | 0 | 0 | 0 | 0 | 0 | 0 | 0 | 0
1992 | 328.8542 | 0 | 0 | 0 | 0 | 0 | 0 | 0.019575 | 0.027937
1992 | 328.8646 | 0 | 0 | 0 | 0 | 0 | 0 | 0.00783 | 0.003991
1992 | 328.875 | 0 | 0 | 0 | 0 | 0 | 0 | 0.00783 | -0.003991
1992 | 328.8854 | 0 | 0 | 0 | 0 | 0 | 0 | 0.003915 | 0.003991
1992 | 328.8958 | 0 | 0 | 0 | 0 | 0 | 0 | 0.02349 | 0.003991
1992 | 328.9063 | 0 | 0 | 0 | 0 | 0 | 0 | -0.02349 | 0.031928
1992 | 328.9167 | 0.03132 | 0 | 0 | 0 | 0 | 0 | 0.019575 | -0.003991
1992 | 328.9271 | 0 | 0 | 0 | 0 | 0 | 0 | -0.011745 | 0.003991
1992 | 328.9375 | 0 | 0 | 0 | 0 | 0 | 0 | 0.058725 | 0.023946
1992 | 328.9479 | 0 | 0 | 0 | 0 | 0 | 0 | 0.019575 | 0.007982
1992 | 328.9583 | 0.04698 | 0 | 0 | 0 | 0 | 0 | 0.003915 | -0.011973
1992 | 328.9688 | 0 | 0 | 0 | 0 | 0 | 0 | 0.03915 | 0.023946
1992 | 328.9792 | 0 | 0 | 0 | 0 | 0 | 0 | -0.011745 | 0.007982
1992 | 328.9896 | 0.02349 | 0 | 0 | 0 | 0 | 0 | 0 | -0.031928
1992 | 329 | 0.01566 | 0 | 0 | 0 | 0 | 0 | 0 | 0.015964
1992 | 329.0104 | 0 | 0 | 0 | 0 | 0 | 0 | -0.003915 | -0.003991
1992 | 329.0208 | 0 | 0 | 0 | 0 | 0 | 0 | 0.03915 | 0.047892
1992 | 329.0313 | 0 | 0 | 0 | 0 | 0 | 0 | 0.02349 | 0.027937
1992 | 329.0417 | 0 | 0 | 0 | 0 | 0 | 0 | -0.04698 | -0.043901
1992 | 329.0521 | 0 | 0 | 0 | 0 | 0 | 0 | 0.043065 | 0.007982
1992 | 329.0625 | 0 | 0 | 0.06264 | 0 | 0 | 0 | 0.011745 | 0
1992 | 329.0729 | 0 | 0 | 0 | 0 | 0 | 0 | 0.03915 | 0.019955
1992 | 329.0833 | 0 | 0.047892 | 0 | 0 | 0 | 0 | -0.019575 | 0.023946
1992 | 329.0938 | 0 | 0 | 0 | 0 | 0 | 0 | 0.050895 | 0.023946
1992 | 329.1042 | 0 | 0.031928 | 0.04698 | 0.03991 | 0 | 0 | -0.035235 | 0.003991
1992 | 329.1146 | 0 | 0 | 0.38367 | 0.55076 | 0 | 0 | 0 | 0
1992 | 329.125 | 0 | 0 | 0.50895 | 0.63856 | 0 | 0 | 0 | 0
1992 | 329.1354 | 0 | 0 | 0.30537 | 0.49488 | 0 | 0 | 0 | -5.6843e-14
1992 | 329.1458 | 0 | 0 | 0.25839 | 0.59067 | 0 | 0 | -1.1369e-13 | 0
1992 | 329.1563 | 0 | 0 | 0.39933 | 0.87004 | 0 | 0 | 0.00783 | 0
1992 | 329.1667 | 0 | 0 | 0 | 0.77425 | 0 | 0 | 0.050895 | -5.6843e-14
1992 | 329.1771 | 0 | 0 | 0.32886 | 0.83013 | 0 | 0 | -0.011745 | 0
1992 | 329.1875 | #N/A | 0 | #N/A | 0.886 | 0 | 0 | #N/A | 5.6843e-14
1992 | 329.1979 | #N/A | 0 | #N/A | 1.0776 | 0 | 0 | #N/A | 0
1992 | 329.2083 | #N/A | 0 | #N/A | 0.92591 | 0 | 0 | #N/A | 1.1369e-13
1992 | 329.2188 | #N/A | 0 | #N/A | 0.84609 | 0 | 0 | #N/A | -5.6843e-14
1992 | 329.2292 | #N/A | 0 | #N/A | 0.79022 | 0 | 0 | #N/A | -5.6843e-14
1992 | 329.2396 | #N/A | 0 | #N/A | 1.1574 | 0 | 0 | #N/A | 0
1992 | 329.25 | #N/A | 0 | #N/A | 1.3968 | 0 | 0 | #N/A | 0
1992 | 329.2604 | #N/A | 0 | #N/A | 1.4447 | 0 | 0 | #N/A | -5.6843e-14
1992 | 329.2708 | #N/A | 0 | #N/A | 0.66251 | 0 | 0 | #N/A | 0.011973
1992 | 329.2813 | #N/A | 0 | #N/A | 0.25542 | 0 | 0 | #N/A | 0.011973
1992 | 329.2917 | #N/A | 0 | #N/A | 0.5747 | 0 | 0 | #N/A | -5.6843e-14
1992 | 329.3021 | #N/A | 0 | #N/A | 0.53479 | 0 | 0 | #N/A | 0
1992 | 329.3125 | #N/A | 0 | #N/A | 1.9716 | 0 | 0 | #N/A | 5.6843e-14
1992 | 329.3229 | #N/A | 0 | #N/A | 0.13569 | 0 | 0 | #N/A | 0.34323
1992 | 329.3333 | #N/A | 0 | #N/A | 1.3968 | 0 | 0 | #N/A | -5.6843e-14
1992 | 329.3438 | #N/A | 0 | #N/A | 0.85407 | 0 | 0 | #N/A | 0
1992 | 329.3542 | #N/A | 0 | #N/A | 0.94986 | 0 | 0 | #N/A | 5.6843e-14
1992 | 329.3646 | #N/A | 0 | #N/A | 2.0514 | 0 | 0 | #N/A | 5.6843e-14
1992 | 329.375 | #N/A | 0 | #N/A | 0.59067 | 0 | 0 | #N/A | -1.1369e-13
1992 | 329.3854 | #N/A | #N/A | #N/A | #N/A | 0 | 0 | #N/A | #N/A
1992 | 329.3958 | #N/A | #N/A | #N/A | #N/A | 0 | 0 | #N/A | #N/A
1992 | 329.4063 | #N/A | #N/A | #N/A | #N/A | 0 | 0 | #N/A | #N/A
1992 | 329.4167 | #N/A | #N/A | #N/A | #N/A | 0 | 0 | #N/A | #N/A
1992 | 329.4271 | #N/A | #N/A | #N/A | #N/A | 0 | 0 | #N/A | #N/A
1992 | 329.4375 | #N/A | #N/A | #N/A | #N/A | 0 | 0 | #N/A | #N/A
1992 | 329.4479 | #N/A | #N/A | #N/A | #N/A | 0 | 0 | #N/A | #N/A
1992 | 329.4583 | #N/A | #N/A | #N/A | #N/A | 0 | 0 | #N/A | #N/A
1992 | 329.4688 | #N/A | #N/A | #N/A | #N/A | 0 | 0 | #N/A | #N/A
1992 | 329.4792 | #N/A | #N/A | #N/A | #N/A | 0 | 0 | #N/A | #N/A
1992 | 329.4896 | #N/A | #N/A | #N/A | #N/A | 0 | 0 | #N/A | #N/A
1992 | 329.5 | #N/A | #N/A | #N/A | #N/A | 0 | 0 | #N/A | #N/A
1992 | 329.5104 | #N/A | #N/A | #N/A | #N/A | 0 | 0 | #N/A | #N/A
1992 | 329.5208 | #N/A | #N/A | #N/A | #N/A | 0 | 0 | #N/A | #N/A
1992 | 329.5313 | #N/A | #N/A | #N/A | #N/A | 0 | 0 | #N/A | #N/A
1992 | 329.5417 | #N/A | #N/A | #N/A | #N/A | 0 | 0 | #N/A | #N/A
1992 | 329.5521 | #N/A | #N/A | #N/A | #N/A | 0 | 0 | #N/A | #N/A
1992 | 329.5625 | #N/A | #N/A | #N/A | #N/A | 0 | 0 | #N/A | #N/A
1992 | 329.5729 | #N/A | #N/A | #N/A | #N/A | 0 | 0 | #N/A | #N/A
1992 | 329.5833 | #N/A | #N/A | #N/A | #N/A | 0 | 0 | #N/A | #N/A
1992 | 329.5938 | #N/A | #N/A | #N/A | #N/A | 0 | 0 | #N/A | #N/A
1992 | 329.6042 | #N/A | #N/A | #N/A | #N/A | 0 | 0 | #N/A | #N/A
1992 | 329.6146 | #N/A | #N/A | #N/A | #N/A | 0 | 0 | #N/A | #N/A
1992 | 329.625 | #N/A | #N/A | #N/A | #N/A | 0 | 0 | #N/A | #N/A
1992 | 329.6354 | #N/A | #N/A | #N/A | #N/A | 0 | 0 | #N/A | #N/A
1992 | 329.6458 | #N/A | #N/A | #N/A | #N/A | 0 | 0 | #N/A | #N/A
1992 | 329.6563 | #N/A | #N/A | #N/A | #N/A | 0 | 0 | #N/A | #N/A
1992 | 329.6667 | #N/A | #N/A | #N/A | #N/A | 0 | 0 | #N/A | #N/A
1992 | 329.6771 | #N/A | #N/A | #N/A | #N/A | 0 | 0 | #N/A | #N/A
1992 | 329.6875 | #N/A | #N/A | #N/A | #N/A | 0 | 0 | #N/A | #N/A
1992 | 329.6979 | #N/A | #N/A | #N/A | #N/A | 0 | 0 | #N/A | #N/A
1992 | 329.7083 | #N/A | #N/A | #N/A | #N/A | 0 | 0 | #N/A | #N/A
1992 | 329.7188 | #N/A | #N/A | #N/A | #N/A | 0 | 0 | #N/A | #N/A
1992 | 329.7292 | #N/A | #N/A | #N/A | #N/A | 0 | 0 | #N/A | #N/A
1992 | 329.7396 | #N/A | #N/A | #N/A | #N/A | 0 | 0 | #N/A | #N/A
1992 | 329.75 | #N/A | #N/A | #N/A | #N/A | 0 | 0 | #N/A | #N/A
1992 | 329.7604 | #N/A | #N/A | #N/A | #N/A | 0 | 0 | #N/A | #N/A
1992 | 329.7708 | #N/A | #N/A | #N/A | #N/A | 0 | 0 | #N/A | #N/A
1992 | 329.7813 | #N/A | #N/A | #N/A | #N/A | 0 | 0 | #N/A | #N/A
1992 | 329.7917 | #N/A | #N/A | #N/A | #N/A | 0 | 0 | #N/A | #N/A
1992 | 329.8021 | #N/A | #N/A | #N/A | #N/A | 0 | 0 | #N/A | #N/A
1992 | 329.8125 | #N/A | #N/A | #N/A | #N/A | 0 | 0 | #N/A | #N/A
1992 | 329.8229 | #N/A | #N/A | #N/A | #N/A | 0 | 0 | #N/A | #N/A
1992 | 329.8333 | #N/A | #N/A | #N/A | #N/A | 0 | 0 | #N/A | #N/A
1992 | 329.8438 | #N/A | #N/A | #N/A | #N/A | 0 | 0 | #N/A | #N/A
1992 | 329.8542 | #N/A | #N/A | #N/A | #N/A | 0 | 0 | #N/A | #N/A
1992 | 329.8646 | #N/A | #N/A | #N/A | #N/A | 0 | 0 | #N/A | #N/A
1992 | 329.875 | #N/A | #N/A | #N/A | #N/A | 0 | 0 | #N/A | #N/A
1992 | 329.8854 | #N/A | #N/A | #N/A | #N/A | 0 | 0 | #N/A | #N/A
1992 | 329.8958 | #N/A | #N/A | #N/A | #N/A | 0 | 0 | #N/A | #N/A
1992 | 329.9063 | #N/A | #N/A | #N/A | #N/A | 0 | 0 | #N/A | #N/A
1992 | 329.9167 | #N/A | #N/A | #N/A | #N/A | 0 | 0 | #N/A | #N/A
1992 | 329.9271 | #N/A | #N/A | #N/A | #N/A | 0 | 0 | #N/A | #N/A
1992 | 329.9375 | #N/A | #N/A | #N/A | #N/A | 0 | 0 | #N/A | #N/A
1992 | 329.9479 | #N/A | #N/A | #N/A | #N/A | 0 | 0 | #N/A | #N/A
1992 | 329.9583 | #N/A | #N/A | #N/A | #N/A | 0 | 0 | #N/A | #N/A
1992 | 329.9688 | #N/A | #N/A | #N/A | #N/A | 0 | 0 | #N/A | #N/A
1992 | 329.9792 | #N/A | #N/A | #N/A | #N/A | 0 | 0 | #N/A | #N/A
1992 | 329.9896 | #N/A | #N/A | #N/A | #N/A | 0 | 0 | #N/A | #N/A
1992 | 330 | #N/A | #N/A | #N/A | #N/A | 0 | 0 | #N/A | #N/A
1992 | 330.0104 | #N/A | #N/A | #N/A | #N/A | 0 | 0 | #N/A | #N/A
1992 | 330.0208 | #N/A | #N/A | #N/A | #N/A | 0 | 0 | #N/A | #N/A
1992 | 330.0313 | #N/A | #N/A | #N/A | #N/A | 0 | 0 | #N/A | #N/A
1992 | 330.0417 | #N/A | #N/A | #N/A | #N/A | 0 | 0 | #N/A | #N/A
1992 | 330.0521 | #N/A | #N/A | #N/A | #N/A | 0 | 0 | #N/A | #N/A
1992 | 330.0625 | #N/A | #N/A | #N/A | #N/A | 0 | 0 | #N/A | #N/A
1992 | 330.0729 | #N/A | #N/A | #N/A | #N/A | 0 | 0 | #N/A | #N/A
1992 | 330.0833 | #N/A | #N/A | #N/A | #N/A | 0 | 0 | #N/A | #N/A
1992 | 330.0938 | #N/A | #N/A | #N/A | #N/A | 0 | 0 | #N/A | #N/A
1992 | 330.1042 | #N/A | #N/A | #N/A | #N/A | 0 | 0 | #N/A | #N/A
1992 | 330.1146 | #N/A | #N/A | #N/A | #N/A | 0 | 0 | #N/A | #N/A
1992 | 330.125 | #N/A | #N/A | #N/A | #N/A | 0 | 0 | #N/A | #N/A
1992 | 330.1354 | #N/A | #N/A | #N/A | #N/A | 0 | 0 | #N/A | #N/A
1992 | 330.1458 | #N/A | #N/A | #N/A | #N/A | 0 | 0 | #N/A | #N/A
1992 | 330.1563 | #N/A | #N/A | #N/A | #N/A | 0 | 0 | #N/A | #N/A
1992 | 330.1667 | #N/A | #N/A | #N/A | #N/A | 0 | 0 | #N/A | #N/A
1992 | 330.1771 | #N/A | #N/A | #N/A | #N/A | 0 | 0 | #N/A | #N/A
1992 | 330.1875 | #N/A | #N/A | #N/A | #N/A | 0 | 0 | #N/A | #N/A
1992 | 330.1979 | #N/A | #N/A | #N/A | #N/A | 0 | 0 | #N/A | #N/A
1992 | 330.2083 | #N/A | #N/A | #N/A | #N/A | 0 | 0 | #N/A | #N/A
1992 | 330.2188 | #N/A | #N/A | #N/A | #N/A | 0 | 0 | #N/A | #N/A
1992 | 330.2292 | #N/A | #N/A | #N/A | #N/A | 0 | 0 | #N/A | #N/A
1992 | 330.2396 | #N/A | #N/A | #N/A | #N/A | 0 | 0 | #N/A | #N/A
1992 | 330.25 | #N/A | #N/A | #N/A | #N/A | 0 | 0 | #N/A | #N/A
1992 | 330.2604 | #N/A | #N/A | #N/A | #N/A | 0 | 0 | #N/A | #N/A
1992 | 330.2708 | #N/A | #N/A | #N/A | #N/A | 0 | 0 | #N/A | #N/A
1992 | 330.2813 | #N/A | #N/A | #N/A | #N/A | 0 | 0 | #N/A | #N/A
1992 | 330.2917 | #N/A | #N/A | #N/A | #N/A | 0 | 0 | #N/A | #N/A
1992 | 330.3021 | #N/A | #N/A | #N/A | #N/A | 0 | 0 | #N/A | #N/A
1992 | 330.3125 | #N/A | #N/A | #N/A | #N/A | 0 | 0 | #N/A | #N/A
1992 | 330.3229 | #N/A | #N/A | #N/A | #N/A | 0 | 0 | #N/A | #N/A
1992 | 330.3333 | #N/A | #N/A | #N/A | #N/A | 0 | 0 | #N/A | #N/A
1992 | 330.3438 | #N/A | #N/A | #N/A | #N/A | 0 | 0 | #N/A | #N/A
1992 | 330.3542 | #N/A | #N/A | #N/A | #N/A | 0 | 0 | #N/A | #N/A
1992 | 330.3646 | #N/A | #N/A | #N/A | #N/A | 0 | 0 | #N/A | #N/A
1992 | 330.375 | #N/A | #N/A | #N/A | #N/A | 0 | 0 | #N/A | #N/A
1992 | 330.3854 | #N/A | #N/A | #N/A | #N/A | 0 | 0 | #N/A | #N/A
1992 | 330.3958 | #N/A | #N/A | #N/A | #N/A | 0 | 0 | #N/A | #N/A
1992 | 330.4063 | #N/A | #N/A | #N/A | #N/A | 0 | 0 | #N/A | #N/A
1992 | 330.4167 | #N/A | #N/A | #N/A | #N/A | 0 | 0 | #N/A | #N/A
1992 | 330.4271 | #N/A | #N/A | #N/A | #N/A | 0 | 0 | #N/A | #N/A
1992 | 330.4375 | #N/A | #N/A | #N/A | #N/A | 0 | 0 | #N/A | #N/A
1992 | 330.4479 | #N/A | #N/A | #N/A | #N/A | 0 | 0 | #N/A | #N/A
1992 | 330.4583 | #N/A | #N/A | #N/A | #N/A | 0 | 0 | #N/A | #N/A
1992 | 330.4688 | #N/A | #N/A | #N/A | #N/A | 0 | 0 | #N/A | #N/A
1992 | 330.4792 | #N/A | #N/A | #N/A | #N/A | 0 | 0 | #N/A | #N/A
1992 | 330.4896 | #N/A | #N/A | #N/A | #N/A | 0 | 0 | #N/A | #N/A
1992 | 330.5 | #N/A | #N/A | #N/A | #N/A | 0 | 0 | #N/A | #N/A
1992 | 330.5104 | #N/A | #N/A | #N/A | #N/A | 0 | 0 | #N/A | #N/A
1992 | 330.5208 | #N/A | #N/A | #N/A | #N/A | 0 | 0 | #N/A | #N/A
1992 | 330.5313 | #N/A | #N/A | #N/A | #N/A | 0 | 0 | #N/A | #N/A
1992 | 330.5417 | #N/A | #N/A | #N/A | #N/A | 0 | 0 | #N/A | #N/A
1992 | 330.5521 | #N/A | #N/A | #N/A | #N/A | 0 | 0 | #N/A | #N/A
1992 | 330.5625 | #N/A | #N/A | #N/A | #N/A | 0 | 0 | #N/A | #N/A
1992 | 330.5729 | #N/A | #N/A | #N/A | #N/A | 0 | 0 | #N/A | #N/A
1992 | 330.5833 | #N/A | #N/A | #N/A | #N/A | 0 | 0 | #N/A | #N/A
1992 | 330.5938 | #N/A | #N/A | #N/A | #N/A | 0 | 0 | #N/A | #N/A
1992 | 330.6042 | #N/A | #N/A | #N/A | #N/A | 0 | 0 | #N/A | #N/A
1992 | 330.6146 | #N/A | #N/A | #N/A | #N/A | 0 | 0 | #N/A | #N/A
1992 | 330.625 | #N/A | #N/A | #N/A | #N/A | 0 | 0 | #N/A | #N/A
1992 | 330.6354 | #N/A | #N/A | #N/A | #N/A | 0 | 0 | #N/A | #N/A
1992 | 330.6458 | #N/A | #N/A | #N/A | #N/A | 0 | 0 | #N/A | #N/A
1992 | 330.6563 | #N/A | #N/A | #N/A | #N/A | 0 | 0 | #N/A | #N/A
1992 | 330.6667 | #N/A | #N/A | #N/A | #N/A | 0 | 0 | #N/A | #N/A
1992 | 330.6771 | #N/A | #N/A | #N/A | #N/A | 0 | 0 | #N/A | #N/A
1992 | 330.6875 | #N/A | #N/A | #N/A | #N/A | 0 | 0 | #N/A | #N/A
1992 | 330.6979 | #N/A | #N/A | #N/A | #N/A | 0 | 0 | #N/A | #N/A
1992 | 330.7083 | #N/A | #N/A | #N/A | #N/A | 0 | 0 | #N/A | #N/A
1992 | 330.7188 | #N/A | #N/A | #N/A | #N/A | 0 | 0 | #N/A | #N/A
1992 | 330.7292 | #N/A | #N/A | #N/A | #N/A | 0 | 0 | #N/A | #N/A
1992 | 330.7396 | #N/A | #N/A | #N/A | #N/A | 0 | 0 | #N/A | #N/A
1992 | 330.75 | #N/A | #N/A | #N/A | #N/A | 0 | 0 | #N/A | #N/A
1992 | 330.7604 | #N/A | #N/A | #N/A | #N/A | 0 | 0 | #N/A | #N/A
1992 | 330.7708 | #N/A | #N/A | #N/A | #N/A | 0 | 0 | #N/A | #N/A
1992 | 330.7813 | #N/A | #N/A | #N/A | #N/A | 0 | 0 | #N/A | #N/A
1992 | 330.7917 | #N/A | #N/A | #N/A | #N/A | 0 | 0 | #N/A | #N/A
1992 | 330.8021 | #N/A | #N/A | #N/A | #N/A | 0 | 0 | #N/A | #N/A
1992 | 330.8125 | #N/A | #N/A | #N/A | #N/A | 0 | 0 | #N/A | #N/A
1992 | 330.8229 | #N/A | #N/A | #N/A | #N/A | 0 | 0 | #N/A | #N/A
1992 | 330.8333 | #N/A | #N/A | #N/A | #N/A | 0 | 0 | #N/A | #N/A
1992 | 330.8438 | #N/A | #N/A | #N/A | #N/A | 0 | 0 | #N/A | #N/A
1992 | 330.8542 | #N/A | #N/A | #N/A | #N/A | 0 | 0 | #N/A | #N/A
1992 | 330.8646 | #N/A | #N/A | #N/A | #N/A | 0 | 0 | #N/A | #N/A
1992 | 330.875 | #N/A | #N/A | #N/A | #N/A | 0 | 0 | #N/A | #N/A
1992 | 330.8854 | #N/A | #N/A | #N/A | #N/A | 0 | 0 | #N/A | #N/A
1992 | 330.8958 | #N/A | #N/A | #N/A | #N/A | 0 | 0 | #N/A | #N/A
1992 | 330.9063 | #N/A | #N/A | #N/A | #N/A | 0 | 0 | #N/A | #N/A
1992 | 330.9167 | #N/A | #N/A | #N/A | #N/A | 0 | 0 | #N/A | #N/A
1992 | 330.9271 | #N/A | #N/A | #N/A | #N/A | 0 | 0 | #N/A | #N/A
1992 | 330.9375 | #N/A | #N/A | #N/A | #N/A | 0 | 0 | #N/A | #N/A
1992 | 330.9479 | #N/A | #N/A | #N/A | #N/A | 0 | 0 | #N/A | #N/A
1992 | 330.9583 | #N/A | #N/A | #N/A | #N/A | 0 | 0 | #N/A | #N/A
1992 | 330.9688 | #N/A | #N/A | #N/A | #N/A | 0 | 0 | #N/A | #N/A
1992 | 330.9792 | #N/A | #N/A | #N/A | #N/A | 0 | 0 | #N/A | #N/A
1992 | 330.9896 | #N/A | #N/A | #N/A | #N/A | 0 | 0 | #N/A | #N/A
1992 | 331 | #N/A | #N/A | #N/A | #N/A | 0 | 0 | 0.01566 | 0.007982
1992 | 331.0104 | 0 | 0 | 0 | 0 | 0 | 0 | 0.02349 | 0.007982
1992 | 331.0208 | 0 | 0.007982 | 0 | 0 | 0 | 0 | 0.027405 | 0
1992 | 331.0313 | 0 | 0 | 0 | 0 | 0 | 0 | -0.011745 | 0
1992 | 331.0417 | 0 | 0.023946 | 0 | 0 | 0 | 0 | -0.003915 | 0
1992 | 331.0521 | 0 | 0.007982 | 0 | 0 | 0 | 0 | -0.04698 | 0
1992 | 331.0625 | 0 | 0.015964 | 0 | 0 | 0 | 0 | 0 | 0.003991
1992 | 331.0729 | 0 | 0 | 0 | 0 | 0 | 0 | 0.027405 | -0.003991
1992 | 331.0833 | 0 | 0.023946 | 0 | 0 | 0 | 0 | 0.01566 | 0
1992 | 331.0938 | 0 | 0.007982 | 0 | 0 | 0 | 0 | 0.011745 | 0
1992 | 331.1042 | 0 | 0.015964 | 0 | 0 | 0 | 0 | 0 | 0
1992 | 331.1146 | 0.03915 | 0.007982 | 0 | 0 | 0 | 0 | -0.011745 | 0.003991
1992 | 331.125 | 0.05481 | 0.023946 | 0 | 0 | 0 | 0 | 0.02349 | 0.003991
1992 | 331.1354 | 0 | 0 | 0 | 0 | 0 | 0 | 0.05481 | 0.003991
1992 | 331.1458 | 0 | 0 | 0 | 0 | 0 | 0 | -0.027405 | 0.007982
1992 | 331.1563 | 0 | 0 | 0 | 0 | 0 | 0 | 0.003915 | -0.003991
1992 | 331.1667 | 0 | 0 | 0 | 0 | 0 | 0 | -1.1369e-13 | 0.011973
1992 | 331.1771 | 0 | 0 | 0 | 0 | 0 | 0 | 0.02349 | -0.011973
1992 | 331.1875 | 0 | 0 | 0 | 0 | 0 | 0 | 0.01566 | -0.003991
1992 | 331.1979 | 0 | 0 | 0 | 0 | 0 | 0 | 0.058725 | 0.011973
1992 | 331.2083 | 0 | 0 | 0 | 0 | 0 | 0 | -0.050895 | -0.011973
1992 | 331.2188 | 0.07047 | 0 | 0 | 0 | 0 | 0 | -0.003915 | -0.003991
1992 | 331.2292 | 0 | 0 | 0 | 0 | 0 | 0 | 0.05481 | 0.015964
1992 | 331.2396 | 0 | 0 | 0 | 0 | 0 | 0 | 0.082215 | 0.015964
1992 | 331.25 | 0 | 0 | 0 | 0 | 0 | 0 | 0.043065 | -0.003991
1992 | 331.2604 | 0 | 0 | 0 | 0 | 0 | 0 | -0.066555 | 0
1992 | 331.2708 | 0 | 0 | 0 | 0 | 0 | 0 | 0.043065 | 0.007982
1992 | 331.2813 | 0 | 0 | 0 | 0 | 0 | 0 | 0.066555 | -0.003991
1992 | 331.2917 | 0 | 0 | 0 | 0 | 0 | 0 | 0.03132 | -0.007982
1992 | 331.3021 | 0 | 0 | 0 | 0 | 0 | 0 | -0.011745 | 0.003991
1992 | 331.3125 | 0 | 0 | 0 | 0 | 0 | 0 | 0.035235 | 0.011973
1992 | 331.3229 | 0 | 0 | 0 | 0 | 0 | 0 | 0.03132 | 0
1992 | 331.3333 | 0 | 0 | 0 | 0 | 0 | 0 | -0.011745 | 0.015964
1992 | 331.3438 | 0.05481 | 0 | 0 | 0 | 0 | 0 | 0.011745 | -0.007982
1992 | 331.3542 | 0.04698 | 0 | 0 | 0 | 0 | 0 | 1.1369e-13 | 0.011973
1992 | 331.3646 | 0.07047 | 0 | 0 | 0 | 0 | 0 | 0.003915 | 0.019955
1992 | 331.375 | 0 | 0 | 0 | 0 | 0 | 0 | 0.035235 | 0.035919
1992 | 331.3854 | 0 | 0 | 0 | 0 | 0 | 0 | 0.03132 | 0.023946
1992 | 331.3958 | 0 | 0 | 0 | 0 | 0 | 0 | 0.019575 | 0.031928
1992 | 331.4063 | 0 | 0 | 0 | 0 | 0 | 0 | 0.00783 | 0.023946
1992 | 331.4167 | 0 | 0 | 0 | 0 | 0 | 0 | 0.027405 | 0.027937
1992 | 331.4271 | 0 | 0 | 0 | 0 | 0 | 0 | -0.011745 | 0.035919
1992 | 331.4375 | 0 | 0 | 0 | 0 | 0 | 0 | -0.00783 | 0.023946
1992 | 331.4479 | 0 | 0 | 0 | 0 | 0 | 0 | 0.003915 | 0.043901
1992 | 331.4583 | 0.05481 | 0 | 0 | 0 | 0 | 0 | 0.00783 | 0.035919
1992 | 331.4688 | 0.00783 | 0 | 0 | 0 | 0 | 0 | 0.00783 | 0.035919
1992 | 331.4792 | 0.03915 | 0 | 0 | 0 | 0 | 0 | 0.00783 | 0.035919
1992 | 331.4896 | 0 | 0 | 0 | 0 | 0 | 0 | 0.00783 | 0.051883
1992 | 331.5 | 0 | 0 | 0 | 0 | 0 | 0 | -0.011745 | 0.059865
1992 | 331.5104 | 0 | 0 | 0 | 0 | 0 | 0 | -0.003915 | 0.047892
1992 | 331.5208 | 0 | 0 | 0 | 0 | 0 | 0 | -0.00783 | 0.035919
1992 | 331.5313 | 0.04698 | 0 | 0 | 0 | 0 | 0 | 0 | 0.031928
1992 | 331.5417 | 0.03132 | 0 | 0 | 0 | 0 | 0 | -0.027405 | 0.019955
1992 | 331.5521 | 0 | 0 | 0 | 0 | 0 | 0 | 0.019575 | 0.067847
1992 | 331.5625 | 0 | 0 | 0 | 0 | 0 | 0 | 0.03132 | 0.07982
1992 | 331.5729 | 0 | 0 | 0 | 0 | 0 | 0 | -0.03132 | 0.019955
1992 | 331.5833 | 0.02349 | 0 | 0 | 0 | 0 | 0 | -0.011745 | 0.03991
1992 | 331.5938 | 0 | 0 | 0 | 0 | 0 | 0 | 0.01566 | 0.051883
1992 | 331.6042 | 0 | 0 | 0 | 0 | 0 | 0 | -0.003915 | 0.083811
1992 | 331.6146 | 0 | 0 | 0 | 0 | 0 | 0 | 0.08613 | 0.11574
1992 | 331.625 | 0 | 0 | 0 | 0 | 0 | 0 | 0.027405 | 0.031928
1992 | 331.6354 | 0 | 0 | 0 | 0 | 0 | 0 | 0.00783 | -0.007982
1992 | 331.6458 | 0 | 0 | 0 | 0 | 0 | 0 | 1.1369e-13 | 0.003991
1992 | 331.6563 | 0 | 0 | 0 | 0 | 0 | 0 | 0.00783 | 0
1992 | 331.6667 | 0 | 0.015964 | 0 | 0 | 0 | 0 | 0.011745 | -0.003991
1992 | 331.6771 | 0.04698 | 0.031928 | 0 | 0 | 0 | 0 | 0.00783 | 0.003991
1992 | 331.6875 | 0 | 0 | 0 | 0 | 0 | 0 | 0.07047 | 0.023946
1992 | 331.6979 | 0 | 0 | 0 | 0 | 0 | 0 | -0.011745 | -0.015964
1992 | 331.7083 | 0 | 0 | 0 | 0 | 0 | 0 | 0.0783 | 0.03991
1992 | 331.7188 | 0 | 0 | 0 | 0 | 0 | 0 | 0.074385 | 0.015964
1992 | 331.7292 | 0 | 0 | 0 | 0 | 0 | 0 | 0.066555 | -0.003991
1992 | 331.7396 | 0 | 0 | 0 | 0 | 0 | 0 | 0.082215 | 0.015964
1992 | 331.75 | 0 | 0 | 0 | 0 | 0 | 0 | 0.05481 | 0.007982
1992 | 331.7604 | 0 | 0 | 0 | 0 | 0 | 0 | 0.04698 | -0.015964
1992 | 331.7708 | 0 | 0.031928 | 0 | 0 | 0 | 0 | 0.01566 | -5.6843e-14
1992 | 331.7813 | 0 | 0.03991 | 0 | 0 | 0 | 0 | -0.01566 | -5.6843e-14
1992 | 331.7917 | 0.02349 | 0.031928 | 0 | 0 | 0 | 0 | 1.1369e-13 | -5.6843e-14
1992 | 331.8021 | 0.08613 | 0.055874 | 0 | 0 | 0 | 0 | -1.1369e-13 | -0.023946
1992 | 331.8125 | 0.01566 | 0.03991 | 0 | 0 | 0 | 0 | 0.02349 | 0.007982
1992 | 331.8229 | 0.01566 | 0.031928 | 0 | 0 | 0 | 0 | -0.01566 | 0
1992 | 331.8333 | 0.06264 | 0.055874 | 0 | 0 | 0 | 0 | 0 | -0.007982
1992 | 331.8438 | 0.00783 | 0 | 0 | 0 | 0 | 0 | 0.035235 | 0.027937
1992 | 331.8542 | 0 | 0 | 0 | 0 | 0 | 0 | 0.12919 | 0.043901
1992 | 331.8646 | 0 | 0 | 0 | 0 | 0 | 0 | 0.09396 | -5.6843e-14
1992 | 331.875 | 0 | 0 | 0 | 0 | 0 | 0 | 0.035235 | -0.031928
1992 | 331.8854 | 0 | 0.047892 | 0 | 0 | 0 | 0 | -0.08613 | -5.6843e-14
1992 | 331.8958 | 0 | 0.047892 | 0 | 0 | 0 | 0 | 0 | -0.003991
1992 | 331.9063 | 0 | 0 | 0 | 0 | 0 | 0 | 0.05481 | 0.011973
1992 | 331.9167 | 0 | 0 | 0 | 0 | 0 | 0 | 0.011745 | 0.003991
1992 | 331.9271 | 0 | 0 | 0 | 0 | 0 | 0 | 0.05481 | 0.03991
1992 | 331.9375 | 0 | 0 | 0 | 0 | 0 | 0 | 0.00783 | 0
1992 | 331.9479 | 0 | 0.007982 | 0 | 0 | 0 | 0 | -0.03132 | -0.003991
1992 | 331.9583 | 0.06264 | 0.031928 | 0 | 0 | 0 | 0 | -0.019575 | 5.6843e-14
1992 | 331.9688 | 0 | 0.015964 | 0 | 0 | 0 | 0 | 0.01566 | 0.023946
1992 | 331.9792 | 0 | 0 | 0 | 0 | 0 | 0 | -0.011745 | 0.003991
1992 | 331.9896 | 0 | 0 | 0 | 0 | 0 | 0 | 0.04698 | 0.027937
1992 | 332 | 0 | 0 | 0 | 0 | 0 | 0 | 0.027405 | -0.003991
1992 | 332.0104 | 0 | 0 | 0 | 0 | 0 | 0 | 0.07047 | 0.047892
1992 | 332.0208 | 0 | 0 | 0 | 0 | 0 | 0 | 0.07047 | 0.019955
1992 | 332.0313 | 0 | 0 | 0 | 0 | 0 | 0 | -0.011745 | -0.031928
1992 | 332.0417 | 0 | 0 | 0 | 0 | 0 | 0 | 0.00783 | 0.003991
1992 | 332.0521 | 0 | 0 | 0 | 0 | 0 | 0 | 0.011745 | 0.023946
1992 | 332.0625 | 0 | 0 | 0 | 0 | 0 | 0 | 0.00783 | -0.003991
1992 | 332.0729 | 0 | 0 | 0 | 0 | 0 | 0 | -0.003915 | 0.007982
1992 | 332.0833 | 0 | 0 | 0 | 0 | 0 | 0 | 0.03132 | 0.019955
1992 | 332.0938 | 0 | 0 | 0 | 0 | 0 | 0 | 0.082215 | 0.019955
1992 | 332.1042 | 0 | 0 | 0 | 0 | 0 | 0 | 0.097875 | 0.031928
1992 | 332.1146 | 0 | 0 | 0 | 0 | 0 | 0 | 0.027405 | -0.035919
1992 | 332.125 | 0 | 0 | 0 | 0 | 0 | 0 | 0.01566 | 0.003991
1992 | 332.1354 | 0 | 0 | 0 | 0 | 0 | 0 | 0.03915 | 0
1992 | 332.1458 | 0 | 0 | 0 | 0 | 0 | 0 | 0.00783 | 0.019955
1992 | 332.1563 | 0 | 0 | 0 | 0 | 0 | 0 | 0.003915 | -0.003991
1992 | 332.1667 | 0 | 0 | 0 | 0 | 0 | 0 | 0.043065 | 0.019955
1992 | 332.1771 | 0 | 0 | 0 | 0 | 0 | 0 | 0.03915 | 0.019955
1992 | 332.1875 | 0 | 0 | 0 | 0 | 0 | 0 | 0.03915 | 0.007982
1992 | 332.1979 | 0 | 0.047892 | 0.08613 | 0 | 0 | 0 | 0.003915 | -0.003991
1992 | 332.2083 | 0 | 0 | 0.01566 | 0 | 0 | 0 | -0.003915 | 0.007982
1992 | 332.2188 | 0 | 0 | 0 | 0 | 0 | 0 | -0.00783 | 0.019955
1992 | 332.2292 | 0 | 0 | 0 | 0 | 0 | 0 | 0.027405 | 0.023946
1992 | 332.2396 | 0 | 0 | 0 | 0 | 0 | 0 | 0.01566 | -0.003991
1992 | 332.25 | 0 | 0 | 0 | 0 | 0 | 0 | 0.011745 | -0.003991
1992 | 332.2604 | 0 | 0.015964 | 0 | 0 | 0 | 0 | -0.003915 | -5.6843e-14
1992 | 332.2708 | 0 | 0 | 0 | 0 | 0 | 0 | 0.035235 | 0
1992 | 332.2813 | 0 | 0.007982 | 0 | 0 | 0 | 0 | 0.04698 | 5.6843e-14
1992 | 332.2917 | 0 | 0.007982 | 0 | 0 | 0 | 0 | 0 | 0
1992 | 332.3021 | 0 | 0.007982 | 0 | 0 | 0 | 0 | 0.011745 | 0
1992 | 332.3125 | 0 | 0 | 0 | 0 | 0 | 0 | 0.019575 | 0
1992 | 332.3229 | 0 | 0.007982 | 0 | 0 | 0 | 0 | 0.02349 | 5.6843e-14
1992 | 332.3333 | 0 | 0 | 0 | 0 | 0 | 0 | 0 | 0
1992 | 332.3438 | 0 | 0.015964 | 0 | 0 | 0 | 0 | 0.019575 | 5.6843e-14
1992 | 332.3542 | 0 | 0 | 0 | 0 | 0 | 0 | -0.027405 | 0
1992 | 332.3646 | 0 | 0 | 0.02349 | 0 | 0 | 0 | 0.00783 | 0.003991
1992 | 332.375 | 0 | 0 | 0 | 0 | 0 | 0 | -0.003915 | 0.011973
1992 | 332.3854 | 0 | 0 | 0 | 0 | 0 | 0 | 0.01566 | 0.015964
1992 | 332.3958 | 0 | 0 | 0.0783 | 0 | 0 | 0 | 0 | 0.011973
1992 | 332.4063 | 0 | 0 | 0.03915 | 0 | 0 | 0 | 0 | 0
1992 | 332.4167 | 0 | 0 | 0.00783 | 0 | 0 | 0 | -0.003915 | 0.055874
1992 | 332.4271 | 0 | 0 | 0 | 0 | 0 | 0 | -0.00783 | 0.011973
1992 | 332.4375 | 0 | 0 | 0.00783 | 0 | 0 | 0 | -0.003915 | 0.035919
1992 | 332.4479 | 0 | 0 | 0.01566 | 0 | 0 | 0 | 0.003915 | 0.043901
1992 | 332.4583 | 0 | 0 | 0.02349 | 0 | 0 | 0 | 0.003915 | 0.051883
1992 | 332.4688 | 0 | 0 | 0.04698 | 0 | 0 | 0 | 1.1369e-13 | 0.031928
1992 | 332.4792 | 0 | 0 | 0.07047 | 0 | 0 | 0 | 1.1369e-13 | 0.059865
1992 | 332.4896 | 0 | 0 | 0.09396 | 0 | 0 | 0 | 0 | 0.10377
1992 | 332.5 | 0 | 0 | 0.06264 | 0 | 0 | 0 | 1.1369e-13 | 0.059865
1992 | 332.5104 | 0 | 0 | 0.07047 | 0 | 0 | 0 | 0 | 0.067847
1992 | 332.5208 | 0 | 0 | 0.06264 | 0 | 0 | 0 | -0.01566 | 0.071838
1992 | 332.5313 | 0 | 0 | 0 | 0 | 0 | 0 | 0.003915 | 0.083811
1992 | 332.5417 | 0 | 0 | 0 | 0 | 0 | 0 | -0.027405 | 0.083811
1992 | 332.5521 | 0 | 0 | 0 | 0 | 0 | 0 | -0.003915 | 0.11973
1992 | 332.5625 | 0 | 0 | 0 | 0 | 0 | 0 | 0.00783 | 0.11973
1992 | 332.5729 | 0 | 0 | 0 | 0 | 0 | 0 | 0.019575 | 0.13968
1992 | 332.5833 | 0 | 0 | 0 | 0 | 0 | 0 | -0.00783 | 0.099775
1992 | 332.5938 | 0 | 0 | 0 | 0 | 0 | 0 | 0.00783 | 0.099775
1992 | 332.6042 | 0.02349 | 0 | 0 | 0 | 0 | 0 | 0.011745 | 0.10776
1992 | 332.6146 | 0 | 0 | 0 | 0 | 0 | 0 | 0.01566 | 0.075829
1992 | 332.625 | 0 | 0 | 0 | 0 | 0 | 0 | 0.019575 | 0.071838
1992 | 332.6354 | 0 | 0 | 0 | 0 | 0 | 0 | -0.01566 | 0.003991
1992 | 332.6458 | 0 | 0 | 0 | 0.007982 | 0 | 0 | -0.003915 | 0
1992 | 332.6563 | 0.03132 | 0 | 0 | 0.015964 | 0 | 0 | 0.003915 | 0
1992 | 332.6667 | 0 | 0 | 0 | 0.031928 | 0 | 0 | 0.03132 | 0
1992 | 332.6771 | 0 | 0 | 0 | 0.015964 | 0 | 0 | -0.02349 | 0
1992 | 332.6875 | 0 | 0 | 0 | 0.055874 | 0 | 0 | 0.003915 | 0
1992 | 332.6979 | 0 | 0 | 0 | 0.031928 | 0 | 0 | 0.003915 | 0
1992 | 332.7083 | 0 | 0 | 0 | 0.055874 | 0 | 0 | -0.011745 | 0
1992 | 332.7188 | 0 | 0 | 0 | 0.087802 | 0 | 0 | 0.01566 | 0
1992 | 332.7292 | 0 | 0 | 0 | 0.10377 | 0 | 0 | -0.003915 | 0
1992 | 332.7396 | 0 | 0 | 0 | 0.095784 | 0 | 0 | 0.01566 | 0
1992 | 332.75 | 0 | 0 | 0 | 0.10377 | 0 | 0 | 0.011745 | 0
1992 | 332.7604 | 0 | 0 | 0 | 0.071838 | 0 | 0 | 0.03132 | 1.1369e-13
1992 | 332.7708 | 0 | 0 | 0 | 0.071838 | 0 | 0 | 0.01566 | 0
1992 | 332.7813 | 0 | 0 | 0 | 0.063856 | 0 | 0 | -0.003915 | 1.1369e-13
1992 | 332.7917 | 0 | 0 | 0 | 0.03991 | 0 | 0 | 0.011745 | 0
1992 | 332.8021 | 0 | 0 | 0 | 0.03991 | 0 | 0 | -0.011745 | 1.1369e-13
1992 | 332.8125 | 0 | 0 | 0 | 0.03991 | 0 | 0 | 0.03132 | 0
1992 | 332.8229 | 0 | 0 | 0 | 0.031928 | 0 | 0 | 0.011745 | 0
1992 | 332.8333 | 0 | 0 | 0 | 0.015964 | 0 | 0 | 0.043065 | -5.6843e-14
1992 | 332.8438 | 0 | 0 | 0 | 0.015964 | 0 | 0 | 0.043065 | -5.6843e-14
1992 | 332.8542 | 0 | 0 | 0 | 0.015964 | 0 | 0 | 0.03132 | -0.011973
1992 | 332.8646 | 0 | 0 | 0 | 0.023946 | 0 | 0 | 0.10962 | 0.003991
1992 | 332.875 | 0 | 0 | 0 | 0.023946 | 0 | 0 | 0.074385 | 5.6843e-14
1992 | 332.8854 | 0 | 0 | 0 | 0.031928 | 0 | 0 | 0.043065 | -0.003991
1992 | 332.8958 | 0 | 0 | 0 | 0 | 0 | 0 | 0.090045 | 0
1992 | 332.9063 | 0 | 0 | 0 | 0.015964 | 0 | 0 | 0.09396 | -0.003991
1992 | 332.9167 | 0 | 0 | 0 | 0.023946 | 0 | 0 | 0.058725 | 5.6843e-14
1992 | 332.9271 | 0 | 0 | 0 | 0.015964 | 0 | 0 | 0.035235 | 5.6843e-14
1992 | 332.9375 | 0 | 0 | 0 | 0.015964 | 0 | 0 | 0.043065 | 5.6843e-14
1992 | 332.9479 | 0 | 0 | 0 | 0.015964 | 0 | 0 | 0.003915 | 0
1992 | 332.9583 | 0 | 0 | 0 | 0.015964 | 0 | 0 | 0.00783 | 5.6843e-14
1992 | 332.9688 | 0 | 0 | 0 | 0.007982 | 0 | 0 | 0.01566 | -0.011973
1992 | 332.9792 | 0 | 0 | 0 | 0 | 0 | 0 | 0.003915 | -0.007982
1992 | 332.9896 | 0 | 0 | 0 | 0 | 0 | 0 | 0.011745 | -0.011973
1992 | 333 | 0 | 0 | 0 | 0.023946 | 0 | 0 | 0.00783 | 0
1992 | 333.0104 | 0 | 0.007982 | 0 | 0 | 0 | 0 | -0.027405 | 0
1992 | 333.0208 | 0 | 0 | 0.04698 | 0 | 0 | 0 | 0.003915 | 5.6843e-14
1992 | 333.0313 | 0 | 0.007982 | 0.03915 | 0 | 0 | 0 | 0 | 0
1992 | 333.0417 | 0 | 0.007982 | 0.02349 | 0 | 0 | 0 | 1.1369e-13 | 0
1992 | 333.0521 | 0 | 0.015964 | 0.03915 | 0 | 0 | 0 | 0 | 5.6843e-14
1992 | 333.0625 | 0 | 0 | 0.03132 | 0 | 0 | 0 | 1.1369e-13 | 5.6843e-14
1992 | 333.0729 | 0 | 0.007982 | 0.03915 | 0 | 0 | 0 | 0 | 0
1992 | 333.0833 | 0 | 0 | 0.03132 | 0 | 0 | 0 | 0 | -0.007982
1992 | 333.0938 | 0 | 0.007982 | 0.04698 | 0 | 0 | 0 | 1.1369e-13 | 0
1992 | 333.1042 | 0 | 0.007982 | 0.03915 | 0 | 0 | 0 | 1.1369e-13 | -5.6843e-14
1992 | 333.1146 | 0 | 0.015964 | 0.03915 | 0 | 0 | 0 | 0 | -5.6843e-14
1992 | 333.125 | 0 | 0.007982 | 0.00783 | 0 | 0 | 0 | 0 | -0.003991
1992 | 333.1354 | 0 | 0 | 0.03132 | 0 | 0 | 0 | -0.02349 | 0.031928
1992 | 333.1458 | 0 | 0 | 0 | 0 | 0 | 0 | -0.003915 | 0.011973
1992 | 333.1563 | 0 | 0 | 0 | 0 | 0 | 0 | 0.00783 | -0.019955
1992 | 333.1667 | 0 | 0 | 0 | 0 | 0 | 0 | -0.003915 | 0.003991
1992 | 333.1771 | 0 | 0 | 0 | 0 | 0 | 0 | -0.003915 | 0.003991
1992 | 333.1875 | 0 | 0 | 0 | 0 | 0 | 0 | 0.003915 | 0
1992 | 333.1979 | 0 | 0 | 0 | 0 | 0 | 0 | 0.003915 | 0.007982
1992 | 333.2083 | 0 | 0 | 0 | 0 | 0 | 0 | 0.003915 | 0.007982
1992 | 333.2188 | 0 | 0 | 0 | 0 | 0 | 0 | 0 | 0.003991
1992 | 333.2292 | 0 | 0 | 0 | 0 | 0 | 0 | 0 | 0.027937
1992 | 333.2396 | 0 | 0.007982 | 0 | 0 | 0 | 0 | 0.011745 | -0.019955
1992 | 333.25 | 0 | 0.015964 | 0 | 0 | 0 | 0 | 0.011745 | 0
1992 | 333.2604 | 0.00783 | 0.007982 | 0 | 0 | 0 | 0 | -0.01566 | 0.019955
1992 | 333.2708 | 0 | 0 | 0 | 0 | 0 | 0 | 0.02349 | -5.6843e-14
1992 | 333.2813 | 0 | 0 | 0 | 0 | 0 | 0 | 0.003915 | -0.011973
1992 | 333.2917 | 0 | 0 | 0 | 0 | 0 | 0 | 0.003915 | 0.003991
1992 | 333.3021 | 0 | 0 | 0 | 0 | 0 | 0 | 0.011745 | 0
1992 | 333.3125 | 0 | 0 | 0 | 0 | 0 | 0 | 0 | 0
1992 | 333.3229 | 0 | 0 | 0 | 0 | 0 | 0 | 0.011745 | 0.003991
1992 | 333.3333 | 0 | 0 | 0 | 0 | 0 | 0 | 0.011745 | -5.6843e-14
1992 | 333.3438 | 0 | 0 | 0 | 0 | 0 | 0 | 0.011745 | 0
1992 | 333.3542 | 0 | 0 | 0 | 0 | 0 | 0 | 0.03915 | 0.015964
1992 | 333.3646 | 0 | 0 | 0 | 0 | 0 | 0 | 0.04698 | 0.015964
1992 | 333.375 | 0 | 0 | 0 | 0 | 0 | 0 | 0.05481 | 0.015964
1992 | 333.3854 | 0 | 0 | 0 | 0 | 0 | 0 | 0.066555 | 0.031928
1992 | 333.3958 | 0 | 0 | 0 | 0 | 0 | 0 | 0.090045 | 0.055874
1992 | 333.4063 | 0 | 0 | 0 | 0 | 0 | 0 | 0.04698 | 0.03991
1992 | 333.4167 | 0 | 0 | 0 | 0 | 0 | 0 | 0.058725 | 0.007982
1992 | 333.4271 | 0 | 0 | 0 | 0 | 0 | 0 | 0.01566 | 0.047892
1992 | 333.4375 | 0 | 0 | 0 | 0 | 0 | 0 | 0.01566 | 0.035919
1992 | 333.4479 | 0 | 0 | 0.01566 | 0 | 0 | 0 | -0.011745 | 0.055874
1992 | 333.4583 | 0 | 0 | 0.01566 | 0 | 0 | 0 | 0 | 0.043901
1992 | 333.4688 | 0 | 0 | 0.02349 | 0 | 0 | 0 | 0.00783 | 0.051883
1992 | 333.4792 | 0 | 0 | 0.03132 | 0 | 0 | 0 | 0.00783 | 0.099775
1992 | 333.4896 | 0 | 0 | 0.02349 | 0 | 0 | 0 | 0 | 0.091793
1992 | 333.5 | 0 | 0 | 0.01566 | 0 | 0 | 0 | 0 | 0.11175
1992 | 333.5104 | 0 | 0 | 0.00783 | 0 | 0 | 0 | 1.1369e-13 | 0.10377
1992 | 333.5208 | 0 | 0 | 0.06264 | 0 | 0 | 0 | 1.1369e-13 | 0.1317
1992 | 333.5313 | 0 | 0 | 0.0783 | 0 | 0 | 0 | 0 | 0.1756
1992 | 333.5417 | 0 | 0 | 0.09396 | 0 | 0 | 0 | 0 | 0.15166
1992 | 333.5521 | 0 | 0 | 0.04698 | 0 | 0 | 0 | 1.1369e-13 | 0.11973
1992 | 333.5625 | 0 | 0 | 0.03915 | 0 | 0 | 0 | 0 | 0.12771
1992 | 333.5729 | 0 | 0 | 0.03132 | 0 | 0 | 0 | 1.1369e-13 | 0.095784
1992 | 333.5833 | 0 | 0 | 0.0783 | 0 | 0 | 0 | 1.1369e-13 | 0.10377
1992 | 333.5938 | 0 | 0 | 0.03915 | 0 | 0 | 0 | 0 | 0.075829
1992 | 333.6042 | 0 | 0 | 0.08613 | 0 | 0 | 0 | 0 | 0.059865
1992 | 333.6146 | 0 | 0 | 0.02349 | 0 | 0 | 0 | -0.003915 | 0.043901
1992 | 333.625 | 0 | 0 | 0 | 0 | 0 | 0 | 0.011745 | -0.003991
1992 | 333.6354 | 0 | 0 | 0 | 0 | 0 | 0 | 0.011745 | 0.011973
1992 | 333.6458 | 0 | 0 | 0 | 0 | 0 | 0 | 0 | 0.019955
1992 | 333.6563 | 0 | 0 | 0 | 0 | 0 | 0 | 0.01566 | 0.011973
1992 | 333.6667 | 0 | 0 | 0 | 0 | 0 | 0 | 0.019575 | 0
1992 | 333.6771 | 0 | 0 | 0 | 0 | 0 | 0 | 0.01566 | -0.003991
1992 | 333.6875 | 0 | 0 | 0 | 0.023946 | 0 | 0 | 0.003915 | -1.1369e-13
1992 | 333.6979 | 0 | 0 | 0 | 0.023946 | 0 | 0 | -0.03132 | -1.1369e-13
1992 | 333.7083 | 0 | 0 | 0 | 0.071838 | 0 | 0 | 0.019575 | 0
1992 | 333.7188 | 0 | 0 | 0 | 0.11973 | 0 | 0 | -0.011745 | 0
1992 | 333.7292 | 0 | 0 | 0.01566 | 0.1756 | 0 | 0 | 0.003915 | 0
1992 | 333.7396 | 0 | 0 | 0.03132 | 0.16762 | 0 | 0 | 1.1369e-13 | 0
1992 | 333.75 | 0 | 0 | 0.00783 | 0.1756 | 0 | 0 | 0 | 0
1992 | 333.7604 | 0 | 0 | 0 | 0.18359 | 0 | 0 | -0.003915 | 0
1992 | 333.7708 | 0 | 0 | 0.01566 | 0.14368 | 0 | 0 | 0.003915 | 0
1992 | 333.7813 | 0 | 0 | 0.00783 | 0.13569 | 0 | 0 | -0.003915 | 0
1992 | 333.7917 | 0 | 0 | 0 | 0.095784 | 0 | 0 | 0.01566 | 0
1992 | 333.8021 | 0 | 0 | 0 | 0.071838 | 0 | 0 | 0.00783 | 0
1992 | 333.8125 | 0 | 0 | 0 | 0.095784 | 0 | 0 | 0.019575 | 1.1369e-13
1992 | 333.8229 | 0 | 0 | 0 | 0.063856 | 0 | 0 | 0 | 0
1992 | 333.8333 | 0 | 0 | 0.03915 | 0.047892 | 0 | 0 | 0 | -1.7053e-13
1992 | 333.8438 | 0 | 0 | 0.03132 | 0.055874 | 0 | 0 | 1.1369e-13 | -0.019955
1992 | 333.8542 | 0 | 0 | 0.04698 | 0.031928 | 0 | 0 | 0 | 0.003991
1992 | 333.8646 | 0 | 0 | 0.02349 | 0.071838 | 0 | 0 | 1.1369e-13 | 0
1992 | 333.875 | 0 | 0 | 0.02349 | 0.10377 | 0 | 0 | 0 | 0
1992 | 333.8854 | 0 | 0 | 0.02349 | 0.063856 | 0 | 0 | 0 | 0
1992 | 333.8958 | 0 | 0 | 0 | 0.087802 | 0 | 0 | 0.02349 | -0.007982
1992 | 333.9063 | 0 | 0 | 0 | 0 | 0 | 0 | 0.03915 | 0.019955
1992 | 333.9167 | 0 | 0 | 0 | 0 | 0 | 0 | 0.058725 | -0.023946
1992 | 333.9271 | 0 | 0 | 0 | 0.023946 | 0 | 0 | 0.06264 | 0.003991
1992 | 333.9375 | 0 | 0 | 0 | 0.055874 | 0 | 0 | 0.082215 | -1.1369e-13
1992 | 333.9479 | 0 | 0 | 0 | 0.055874 | 0 | 0 | 0.04698 | 0.023946
1992 | 333.9583 | 0 | 0 | 0 | 0 | 0 | 0 | 0.050895 | 0.067847
1992 | 333.9688 | 0 | 0 | 0 | 0 | 0 | 0 | 0.06264 | -0.023946
1992 | 333.9792 | 0 | 0 | 0 | 0.055874 | 0 | 0 | 0.066555 | -0.019955
1992 | 333.9896 | 0 | 0 | 0 | 0 | 0 | 0 | 0.035235 | 0.071838
1992 | 334 | 0 | 0 | 0 | 0 | 0 | 0 | 0.074385 | -0.099775
1992 | 334.0104 | 0 | 0 | 0 | 0 | 0 | 0 | 0.06264 | 0.023946
1992 | 334.0208 | 0 | 0 | 0.00783 | 0 | 0 | 0 | 0 | -0.047892
1992 | 334.0313 | 0 | 0 | 0.0783 | 0 | 0 | 0 | 1.1369e-13 | 0.07982
1992 | 334.0417 | 0 | 0 | 0.0783 | 0 | 0 | 0 | 1.1369e-13 | 0.07982
1992 | 334.0521 | 0 | 0 | 0.06264 | 0 | 0 | 0 | 1.1369e-13 | 0.015964
1992 | 334.0625 | 0 | 0 | 0.07047 | 0 | 0 | 0 | 1.1369e-13 | 0.031928
1992 | 334.0729 | 0 | 0 | 0.03132 | 0 | 0 | 0 | -0.003915 | -0.011973
1992 | 334.0833 | 0 | 0 | 0.03915 | 0 | 0 | 0 | 1.1369e-13 | 0.019955
1992 | 334.0938 | 0 | 0 | 0 | 0 | 0 | 0 | -0.01566 | 0.03991
1992 | 334.1042 | 0 | 0 | 0 | 0 | 0 | 0 | 0.02349 | 0.003991
1992 | 334.1146 | 0 | 0 | 0 | 0 | 0 | 0 | 0.027405 | -0.011973
1992 | 334.125 | 0 | 0 | 0 | 0 | 0 | 0 | 0.019575 | -0.007982
1992 | 334.1354 | 0 | 0 | 0.02349 | 0 | 0 | 0 | 0.003915 | 0.067847
1992 | 334.1458 | 0 | 0 | 0.02349 | 0 | 0 | 0 | 1.1369e-13 | 0.035919
1992 | 334.1563 | 0 | 0 | 0.05481 | 0 | 0 | 0 | -0.003915 | 0.007982
1992 | 334.1667 | 0 | 0 | 0.04698 | 0 | 0 | 0 | -0.003915 | 0
1992 | 334.1771 | 0 | 0 | 0.02349 | 0 | 0 | 0 | 0 | 0.043901
1992 | 334.1875 | 0 | 0 | 0.02349 | 0 | 0 | 0 | 0 | 0.063856
1992 | 334.1979 | 0 | 0.047892 | 0.10179 | 0 | 0 | 0 | -0.011745 | -0.027937
1992 | 334.2083 | 0 | 0.015964 | 0 | 0 | 0 | 0 | 0.011745 | -0.011973
1992 | 334.2188 | 0 | 0.03991 | 0 | 0 | 0 | 0 | 0.00783 | 0.015964
1992 | 334.2292 | 0 | 0 | 0 | 0 | 0 | 0 | 0.050895 | 0.023946
1992 | 334.2396 | 0 | 0 | 0 | 0 | 0 | 0 | 0.05481 | 0.035919
1992 | 334.25 | 0 | 0.007982 | 0 | 0 | 0 | 0 | 0.03132 | -0.011973
1992 | 334.2604 | 0 | 0.03991 | 0 | 0 | 0 | 0 | 0.027405 | -5.6843e-14
1992 | 334.2708 | 0 | 0.023946 | 0 | 0 | 0 | 0 | 0.074385 | 0.007982
1992 | 334.2813 | 0 | 0.055874 | 0 | 0 | 0 | 0 | 0.090045 | -0.003991
1992 | 334.2917 | 0 | 0 | 0 | 0 | 0 | 0 | 0.10179 | 0.067847
1992 | 334.3021 | 0 | 0 | 0 | 0 | 0 | 0 | 0.09396 | 0.027937
1992 | 334.3125 | 0 | 0 | 0 | 0 | 0 | 0 | 0.02349 | 0.20753
1992 | 334.3229 | 0 | 0 | 0 | 0 | 0 | 0 | 0 | 0.091793
1992 | 334.3333 | 0 | 0 | 0.04698 | 0 | 0 | 0 | 0 | 0.031928
1992 | 334.3438 | 0 | 0 | 0.03132 | 0 | 0 | 0 | 1.1369e-13 | 0.03991
1992 | 334.3542 | 0 | 0 | 0.04698 | 0 | 0 | 0 | 0 | 0.071838
1992 | 334.3646 | 0 | 0 | 0.03132 | 0 | 0 | 0 | 1.1369e-13 | 0.099775
1992 | 334.375 | 0 | 0 | 0.01566 | 0 | 0 | 0 | 0 | 0.099775
1992 | 334.3854 | 0 | 0 | 0 | 0 | 0 | 0 | 0.019575 | 0.095784
1992 | 334.3958 | 0 | 0 | 0 | 0 | 0 | 0 | 0.011745 | 0.043901
1992 | 334.4063 | 0 | 0 | 0.05481 | 0 | 0 | 0 | 0 | 0.027937
1992 | 334.4167 | 0 | 0 | 0.26622 | 0.023946 | 0 | 0 | 0 | 0
1992 | 334.4271 | 0 | 0 | 0.21141 | 0.31928 | 0 | 0 | -1.1369e-13 | -1.1369e-13
1992 | 334.4375 | 0 | 0 | 0.1566 | 0.4869 | 0 | 0 | -0.00783 | -5.6843e-14
1992 | 334.4479 | 0 | 0 | 0 | 0.25542 | 0 | 0 | 0.00783 | 5.6843e-14
1992 | 334.4583 | 0 | 0 | 0.04698 | 0.37515 | 0 | 0 | 0 | -5.6843e-14
1992 | 334.4688 | 0 | 0 | 0 | 0.49488 | 0 | 0 | -0.011745 | 0
1992 | 334.4792 | 0 | 0 | 0 | 0.095784 | 0 | 0 | 0.06264 | 0.015964
1992 | 334.4896 | 0 | 0 | 0 | 0 | 0 | 0 | 0.11354 | 0.095784
1992 | 334.5 | 0 | 0 | 0 | 0 | 0 | 0 | 0.14094 | 0.03991
1992 | 334.5104 | 0 | 0 | 0 | 0 | 0 | 0 | 0.01566 | 0.17161
1992 | 334.5208 | 0 | 0 | 0 | 0 | 0 | 0 | 0.02349 | 0.12771
1992 | 334.5313 | 0 | 0 | 0 | 0 | 0 | 0 | 0.074385 | 0.19556
1992 | 334.5417 | 0 | 0 | 0 | 0 | 0 | 0 | 0.035235 | 0.21951
1992 | 334.5521 | 0 | 0 | 0 | 0 | 0 | 0 | -0.003915 | 0.15166
1992 | 334.5625 | 0 | 0 | 0 | 0 | 0 | 0 | 0.02349 | 0.15565
1992 | 334.5729 | 0 | 0 | 0 | 0 | 0 | 0 | 0.003915 | 0.12771
1992 | 334.5833 | 0 | 0 | 0 | 0 | 0 | 0 | 0.02349 | 0.10776
1992 | 334.5938 | 0 | 0 | 0 | 0 | 0 | 0 | -0.003915 | 0.11973
1992 | 334.6042 | 0 | 0 | 0 | 0 | 0 | 0 | -0.003915 | 0.075829
1992 | 334.6146 | 0.00783 | 0 | 0 | 0 | 0 | 0 | 0 | 0.051883
1992 | 334.625 | 0.02349 | 0 | 0 | 0 | 0 | 0 | -0.003915 | 0.015964
1992 | 334.6354 | 0 | 0 | 0 | 0 | 0 | 0 | 0.02349 | 0.027937
1992 | 334.6458 | 0 | 0 | 0 | 0 | 0 | 0 | -0.003915 | 0.011973
1992 | 334.6563 | 0 | 0 | 0 | 0 | 0 | 0 | 0.02349 | 0.047892
1992 | 334.6667 | 0 | 0 | 0 | 0 | 0 | 0 | 0.02349 | 0.031928
1992 | 334.6771 | 0 | 0 | 0 | 0 | 0 | 0 | 0.011745 | 0.007982
1992 | 334.6875 | 0 | 0 | 0 | 0 | 0 | 0 | 0.00783 | 0.003991
1992 | 334.6979 | 0 | 0 | 0 | 0 | 0 | 0 | 0.019575 | -0.015964
1992 | 334.7083 | 0 | 0 | 0 | 0.023946 | 0 | 0 | -0.003915 | -0.019955
1992 | 334.7188 | 0 | 0 | 0 | 0.023946 | 0 | 0 | 0.00783 | 0.003991
1992 | 334.7292 | 0 | 0 | 0 | 0.03991 | 0 | 0 | 0.00783 | 0
1992 | 334.7396 | 0 | 0 | 0 | 0.047892 | 0 | 0 | 0.01566 | 0
1992 | 334.75 | 0 | 0 | 0 | 0.03991 | 0 | 0 | 0.027405 | 0
1992 | 334.7604 | 0 | 0 | 0 | 0.071838 | 0 | 0 | 0.003915 | -2.2737e-13
1992 | 334.7708 | 0 | 0 | 0 | 0.07982 | 0 | 0 | 0.01566 | 0
1992 | 334.7813 | 0 | 0 | 0 | 0.095784 | 0 | 0 | 0.011745 | -5.6843e-14
1992 | 334.7917 | 0 | 0 | 0 | 0.10377 | 0 | 0 | 0 | 0.003991
1992 | 334.8021 | 0 | 0 | 0 | 0.03991 | 0 | 0 | 0.02349 | -0.003991
1992 | 334.8125 | 0 | 0 | 0 | 0.03991 | 0 | 0 | 0.00783 | -5.6843e-14
1992 | 334.8229 | 0 | 0 | 0 | 0.16762 | 0 | 0 | 0.019575 | -5.6843e-14
1992 | 334.8333 | 0 | 0 | 0 | 0.14368 | 0 | 0 | 0.02349 | -1.1369e-13
1992 | 334.8438 | 0 | 0 | 0 | 0.16762 | 0 | 0 | 0.00783 | -5.6843e-14
1992 | 334.8542 | 0 | 0 | 0 | 0.14368 | 0 | 0 | -0.003915 | 0
1992 | 334.8646 | 0 | 0 | 0 | 0.15166 | 0 | 0 | 0.027405 | 0
1992 | 334.875 | 0 | 0 | 0 | 0.15964 | 0 | 0 | 0.011745 | 0
1992 | 334.8854 | 0 | 0 | 0.04698 | 0.07982 | 0 | 0 | 1.1369e-13 | 0
1992 | 334.8958 | 0 | 0 | 0.03132 | 0.12771 | 0 | 0 | 0 | 0
1992 | 334.9063 | 0 | 0 | 0.02349 | 0.13569 | 0 | 0 | 1.1369e-13 | 0
1992 | 334.9167 | 0 | 0 | 0.08613 | 0.10377 | 0 | 0 | 0 | 0
1992 | 334.9271 | 0 | 0 | 0.18792 | 0.071838 | 0 | 0 | -1.1369e-13 | 0
1992 | 334.9375 | 0 | 0 | 0.11745 | 0.055874 | 0 | 0 | 1.1369e-13 | 0
1992 | 334.9479 | 0 | 0 | 0.10179 | 0.055874 | 0 | 0 | 0 | 5.6843e-14
1992 | 334.9583 | 0 | 0 | 0.0783 | 0.055874 | 0 | 0 | 0 | 5.6843e-14
1992 | 334.9688 | 0 | 0 | 0.03132 | 0.055874 | 0 | 0 | 0.00783 | -5.6843e-14
1992 | 334.9792 | 0 | 0 | 0 | 0.031928 | 0 | 0 | -0.00783 | -1.1369e-13
1992 | 334.9896 | 0 | 0 | 0.05481 | 0.007982 | 0 | 0 | 0 | 5.6843e-14
1992 | 335 | 0 | 0 | 0 | 0.015964 | 0 | 0 | 0.00783 | -5.6843e-14
1992 | 335.0104 | 0 | 0 | 0 | 0.03991 | 0 | 0 | 0.050895 | -5.6843e-14
1992 | 335.0208 | 0 | 0 | 0 | 0.047892 | 0 | 0 | 0.1057 | 1.1369e-13
1992 | 335.0313 | 0 | 0 | 0 | 0.055874 | 0 | 0 | 0.027405 | 1.1369e-13
1992 | 335.0417 | 0 | 0 | 0 | 0.007982 | 0 | 0 | 0 | 5.6843e-14
1992 | 335.0521 | 0.00783 | 0 | 0 | 0.07982 | 0 | 0 | -0.01566 | 0
1992 | 335.0625 | 0 | 0 | 0 | 0.055874 | 0 | 0 | 0.05481 | -1.1369e-13
1992 | 335.0729 | 0 | 0 | 0 | 0.03991 | 0 | 0 | 0 | -0.011973
1992 | 335.0833 | 0 | 0 | 0 | 0.015964 | 0 | 0 | 0.003915 | -0.003991
1992 | 335.0938 | 0 | 0 | 0.00783 | 0.015964 | 0 | 0 | -0.00783 | 0
1992 | 335.1042 | 0 | 0 | 0.09396 | 0.023946 | 0 | 0 | 0 | 0
1992 | 335.1146 | 0 | 0 | 0.05481 | 0 | 0 | 0 | -0.003915 | -0.011973
1992 | 335.125 | 0 | 0 | 0 | 0 | 0 | 0 | 0.03132 | 0.003991
1992 | 335.1354 | 0 | 0 | 0.03132 | 0 | 0 | 0 | -0.03132 | 0.007982
1992 | 335.1458 | 0 | 0 | 0 | 0 | 0 | 0 | 0.00783 | -0.003991
1992 | 335.1563 | 0 | 0 | 0.10962 | 0 | 0 | 0 | -0.01566 | 0.059865
1992 | 335.1667 | 0 | 0 | 0 | 0 | 0 | 0 | 0.06264 | 0.023946
1992 | 335.1771 | 0 | 0 | 0.00783 | 0 | 0 | 0 | -0.058725 | 0.051883
1992 | 335.1875 | 0 | 0 | 0.03132 | 0 | 0 | 0 | 1.1369e-13 | -0.015964
1992 | 335.1979 | 0 | 0 | 0.01566 | 0 | 0 | 0 | 0 | 0.015964
1992 | 335.2083 | 0 | 0 | 0.00783 | 0 | 0 | 0 | 0.01566 | 0.055874
1992 | 335.2188 | 0 | 0 | 0 | 0 | 0 | 0 | 0.07047 | 0.063856
1992 | 335.2292 | 0 | 0 | 0 | 0 | 0 | 0 | 0.003915 | 0.071838
1992 | 335.2396 | 0 | 0 | 0 | 0 | 0 | 0 | 0.066555 | 0.03991
1992 | 335.25 | 0 | 0 | 0 | 0 | 0 | 0 | 0.066555 | 0.055874
1992 | 335.2604 | 0 | 0 | 0 | 0 | 0 | 0 | 0.050895 | 0.019955
1992 | 335.2708 | 0 | 0.031928 | 0 | 0 | 0 | 0 | 0.14877 | -0.007982
1992 | 335.2813 | 0 | 0 | 0 | 0 | 0 | 0 | 0.003915 | 0.067847
1992 | 335.2917 | 0 | 0 | 0 | 0 | 0 | 0 | 0.050895 | -0.007982
1992 | 335.3021 | 0 | 0 | 0 | 0 | 0 | 0 | 0.10962 | -0.067847
1992 | 335.3125 | 0 | 0 | 0 | 0 | 0 | 0 | -0.1566 | 0.14767
1992 | 335.3229 | 0 | 0 | 0.05481 | 0 | 0 | 0 | 0.04698 | 0.047892
1992 | 335.3333 | 0 | 0 | 0 | 0 | 0 | 0 | 0.12136 | 0.035919
1992 | 335.3438 | 0 | 0 | 0 | 0 | 0 | 0 | 0.12919 | 0.007982
1992 | 335.3542 | 0 | 0 | 0 | 0 | 0 | 0 | 0.003915 | 0.059865
1992 | 335.3646 | 0 | 0 | 0 | 0 | 0 | 0 | 0.07047 | 0.007982
1992 | 335.375 | 0 | 0 | 0.06264 | 0 | 0 | 0 | -0.050895 | 0.18758
1992 | 335.3854 | 0 | 0 | 0.06264 | 0 | 0 | 0 | 0 | 0.1796
1992 | 335.3958 | 0 | 0 | 0 | 0 | 0 | 0 | 0.14486 | 0.075829
1992 | 335.4063 | 0 | 0 | 0 | 0 | 0 | 0 | 0.11353 | 0.071838
1992 | 335.4167 | 0 | 0 | 0 | 0 | 0 | 0 | 0.08613 | 0.007982
1992 | 335.4271 | 0 | 0 | 0 | 0 | 0 | 0 | 0.058725 | 0.019955
1992 | 335.4375 | 0 | 0 | 0 | 0 | 0 | 0 | -0.07047 | 0.027937
1992 | 335.4479 | 0 | 0 | 0 | 0 | 0 | 0 | -0.019575 | 0.067847
1992 | 335.4583 | 0 | 0 | 0 | 0 | 0 | 0 | -0.019575 | 0.023946
1992 | 335.4688 | 0.03915 | 0 | 0 | 0 | 0 | 0 | 0.003915 | -0.003991
1992 | 335.4792 | 0.03132 | 0 | 0 | 0 | 0 | 0 | 1.1369e-13 | 0.075829
1992 | 335.4896 | 0 | 0 | 0 | 0 | 0 | 0 | 0.03132 | 0.011973
1992 | 335.5 | 0 | 0 | 0 | 0 | 0 | 0 | 0.03132 | 0.015964
1992 | 335.5104 | 0 | 0 | 0 | 0 | 0 | 0 | 0.003915 | 0.015964
1992 | 335.5208 | 0 | 0 | 0 | 0 | 0 | 0 | 0.01566 | 0.019955
1992 | 335.5313 | 0 | 0 | 0 | 0 | 0 | 0 | 0.027405 | 0.1317
1992 | 335.5417 | 0 | 0 | 0 | 0 | 0 | 0 | -0.003915 | 0.17161
1992 | 335.5521 | 0 | 0 | 0 | 0 | 0 | 0 | 0.027405 | 0.23946
1992 | 335.5625 | 0 | 0 | 0 | 0 | 0 | 0 | 0.027405 | 0.27139
1992 | 335.5729 | 0 | 0 | 0 | 0 | 0 | 0 | 0.01566 | 0.23946
1992 | 335.5833 | 0 | 0 | 0 | 0 | 0 | 0 | -0.02349 | 0.19157
1992 | 335.5938 | 0 | 0 | 0 | 0 | 0 | 0 | 0.00783 | 0.1317
1992 | 335.6042 | 0.01566 | 0 | 0 | 0 | 0 | 0 | -0.01566 | 0.091793
1992 | 335.6146 | 0 | 0 | 0 | 0 | 0 | 0 | -0.003915 | 0.043901
1992 | 335.625 | 0.01566 | 0 | 0 | 0 | 0 | 0 | 0 | 0.035919
1992 | 335.6354 | 0 | 0 | 0 | 0 | 0 | 0 | 0.00783 | 0.031928
1992 | 335.6458 | 0 | 0 | 0 | 0 | 0 | 0 | 0.00783 | -0.003991
1992 | 335.6563 | 0 | 0 | 0 | 0 | 0 | 0 | 0 | 0
1992 | 335.6667 | 0 | 0 | 0 | 0.007982 | 0 | 0 | -0.00783 | 0
1992 | 335.6771 | 0 | 0 | 0 | 0.015964 | 0 | 0 | -0.011745 | 0
1992 | 335.6875 | 0 | 0 | 0 | 0.007982 | 0 | 0 | 0.00783 | 0
1992 | 335.6979 | 0 | 0 | 0 | 0.023946 | 0 | 0 | 0.003915 | 0
1992 | 335.7083 | 0 | 0 | 0 | 0.047892 | 0 | 0 | 0 | 0
1992 | 335.7188 | 0 | 0 | 0 | 0.087802 | 0 | 0 | -0.00783 | 0
1992 | 335.7292 | 0 | 0 | 0 | 0.15166 | 0 | 0 | 0.011745 | 0
1992 | 335.7396 | 0 | 0 | 0 | 0.16762 | 0 | 0 | 0.011745 | 0
1992 | 335.75 | 0 | 0 | 0 | 0.15166 | 0 | 0 | 0.003915 | 0
1992 | 335.7604 | 0 | 0 | 0 | 0.15166 | 0 | 0 | -0.01566 | 1.1369e-13
1992 | 335.7708 | 0 | 0 | 0 | 0.15964 | 0 | 0 | 0.00783 | -1.1369e-13
1992 | 335.7813 | 0 | 0 | 0 | 0.12771 | 0 | 0 | 0.03132 | -1.1369e-13
1992 | 335.7917 | 0 | 0 | 0 | 0.11973 | 0 | 0 | 0.050895 | -5.6843e-14
1992 | 335.8021 | 0 | 0 | 0 | 0.11175 | 0 | 0 | 0 | 0
1992 | 335.8125 | 0 | 0 | 0 | 0.087802 | 0 | 0 | 0 | -5.6843e-14
1992 | 335.8229 | 0 | 0 | 0.07047 | 0.063856 | 0 | 0 | -1.1369e-13 | 5.6843e-14
1992 | 335.8333 | 0 | 0 | 0.10179 | 0.055874 | 0 | 0 | 0 | 0
1992 | 335.8438 | 0 | 0 | 0.08613 | 0.047892 | 0 | 0 | 1.1369e-13 | -5.6843e-14
1992 | 335.8542 | 0 | 0 | 0.12528 | 0.031928 | 0 | 0 | 0 | 5.6843e-14
1992 | 335.8646 | 0 | 0 | 0.06264 | 0.015964 | 0 | 0 | -0.011745 | -0.003991
1992 | 335.875 | 0 | 0 | 0.02349 | 0.031928 | 0 | 0 | 0.003915 | 0.003991
1992 | 335.8854 | 0 | 0 | 0.02349 | 0.023946 | 0 | 0 | 0 | 0
1992 | 335.8958 | 0 | 0 | 0.01566 | 0 | 0 | 0 | 0.00783 | 0.015964
1992 | 335.9063 | 0 | 0 | 0.06264 | 0 | 0 | 0 | -0.01566 | 0.015964
1992 | 335.9167 | 0 | 0 | 0 | 0 | 0 | 0 | 0.01566 | 0.011973
1992 | 335.9271 | 0 | 0 | 0.03915 | 0 | 0 | 0 | 0.011745 | 0.023946
1992 | 335.9375 | 0 | 0 | 0 | 0 | 0 | 0 | 0.058725 | 0.003991
1992 | 335.9479 | 0 | 0 | 0 | 0 | 0 | 0 | 0.027405 | 0.007982
1992 | 335.9583 | 0 | 0 | 0 | 0 | 0 | 0 | 0.050895 | 0.023946
1992 | 335.9688 | 0 | 0 | 0 | 0 | 0 | 0 | 0.00783 | 0.023946
1992 | 335.9792 | 0 | 0 | 0.06264 | 0 | 0 | 0 | 0 | 0.047892
1992 | 335.9896 | 0 | 0 | 0.08613 | 0 | 0 | 0 | 0.003915 | 0.047892
1992 | 336 | 0 | 0 | 0 | 0 | 0 | 0 | 0.011745 | 0.047892
1992 | 336.0104 | 0 | 0 | 0.06264 | 0 | 0 | 0 | 0 | 0.067847
1992 | 336.0208 | 0 | 0 | 0.02349 | 0 | 0 | 0 | -0.011745 | 0.043901
1992 | 336.0313 | 0 | 0 | 0 | 0 | 0 | 0 | 0.02349 | 0.035919
1992 | 336.0417 | 0 | 0 | 0 | 0 | 0 | 0 | -0.027405 | 0.03991
1992 | 336.0521 | 0 | 0 | 0.06264 | 0 | 0 | 0 | -0.01566 | 0.083811
1992 | 336.0625 | 0 | 0 | 0.03132 | 0 | 0 | 0 | 0 | 0.059865
1992 | 336.0729 | 0 | 0 | 0.01566 | 0 | 0 | 0 | -0.01566 | 0.051883
1992 | 336.0833 | 0 | 0 | 0 | 0 | 0 | 0 | 0.058725 | 0.059865
1992 | 336.0938 | 0 | 0.007982 | 0 | 0 | 0 | 0 | 0.16443 | -0.003991
1992 | 336.1042 | 0 | 0.03991 | 0 | 0 | 0 | 0 | 0.043065 | -5.6843e-14
1992 | 336.1146 | 0 | 0.007982 | 0 | 0 | 0 | 0 | 0.074385 | -5.6843e-14
1992 | 336.125 | 0 | 0.007982 | 0 | 0 | 0 | 0 | -0.03132 | 0.015964
1992 | 336.1354 | 0 | 0 | 0 | 0 | 0 | 0 | 0.00783 | 0.031928
1992 | 336.1458 | 0 | 0 | 0 | 0 | 0 | 0 | -0.027405 | 0.047892
1992 | 336.1563 | 0 | 0 | 0 | 0 | 0 | 0 | -0.00783 | 0.051883
1992 | 336.1667 | 0 | 0 | 0 | 0 | 0 | 0 | 0.035235 | 0.047892
1992 | 336.1771 | 0 | 0 | 0 | 0 | 0 | 0 | 0.050895 | 0.015964
1992 | 336.1875 | 0 | 0 | 0 | 0 | 0 | 0 | -0.02349 | 0.019955
1992 | 336.1979 | 0.03915 | 0 | 0 | 0 | 0 | 0 | -0.050895 | 0.055874
1992 | 336.2083 | 0 | 0 | 0 | 0 | 0 | 0 | 0.08613 | 0.023946
1992 | 336.2188 | 0 | 0 | 0 | 0 | 0 | 0 | 0.058725 | 0.027937
1992 | 336.2292 | 0 | 0 | 0 | 0 | 0 | 0 | 0.1566 | -0.031928
1992 | 336.2396 | 0 | 0 | 0 | 0 | 0 | 0 | -0.17617 | 0.03991
1992 | 336.25 | 0.03132 | 0 | 0 | 0 | 0 | 0 | 0.019575 | -0.007982
1992 | 336.2604 | 0 | 0 | 0 | 0 | 0 | 0 | 0.1292 | 0.011973
1992 | 336.2708 | 0 | 0 | 0 | 0 | 0 | 0 | 0.09396 | 0.023946
1992 | 336.2813 | 0 | 0 | 0 | 0 | 0 | 0 | 0.13311 | 0.019955
1992 | 336.2917 | 0 | 0 | 0 | 0 | 0 | 0 | -0.03132 | -0.015964
1992 | 336.3021 | 0 | 0 | 0 | 0 | 0 | 0 | 0.10571 | 0.031928
1992 | 336.3125 | 0 | 0 | 0 | 0 | 0 | 0 | 0.074385 | -0.011973
1992 | 336.3229 | 0 | 0.007982 | 0 | 0 | 0 | 0 | 0.09396 | 0.015964
1992 | 336.3333 | 0 | 0 | 0 | 0 | 0 | 0 | 0.03132 | 0
1992 | 336.3438 | 0 | 0 | 0 | 0 | 0 | 0 | -0.00783 | 0.027937
1992 | 336.3542 | 0 | 0 | 0 | 0 | 0 | 0 | -0.019575 | 0.043901
1992 | 336.3646 | 0 | 0 | 0 | 0 | 0 | 0 | -1.1369e-13 | 0.11175
1992 | 336.375 | 0.03915 | 0 | 0 | 0 | 0 | 0 | 0.02349 | -0.027937
1992 | 336.3854 | 0 | 0 | 0 | 0 | 0 | 0 | 0.035235 | -0.011973
1992 | 336.3958 | 0 | 0 | 0 | 0 | 0 | 0 | 0.03132 | 0.023946
1992 | 336.4063 | 0 | 0 | 0 | 0 | 0 | 0 | 0.03132 | 0.059865
1992 | 336.4167 | 0 | 0 | 0 | 0 | 0 | 0 | 0.050895 | 0.087802
1992 | 336.4271 | 0 | 0 | 0 | 0 | 0 | 0 | 0.00783 | 0.051883
1992 | 336.4375 | 0 | 0 | 0 | 0 | 0 | 0 | 0.03132 | 0.023946
1992 | 336.4479 | 0 | 0 | 0 | 0 | 0 | 0 | 0.027405 | 0.003991
1992 | 336.4583 | 0 | 0 | 0 | 0 | 0 | 0 | 0.035235 | 0.011973
1992 | 336.4688 | 0 | 0 | 0 | 0 | 0 | 0 | 0.02349 | 0.083811
1992 | 336.4792 | 0 | 0 | 0 | 0 | 0 | 0 | 0.00783 | 0.15565
1992 | 336.4896 | 0 | 0 | 0 | 0 | 0 | 0 | -0.00783 | 0.1756
1992 | 336.5 | 0 | 0 | 0 | 0 | 0 | 0 | -0.011745 | 0.1317
1992 | 336.5104 | 0 | 0 | 0.01566 | 0 | 0 | 0 | 0.003915 | 0.11175
1992 | 336.5208 | 0 | 0 | 0.00783 | 0 | 0 | 0 | -0.011745 | 0.083811
1992 | 336.5313 | 0 | 0 | 0.00783 | 0 | 0 | 0 | -0.003915 | 0.067847
1992 | 336.5417 | 0 | 0 | 0.01566 | 0 | 0 | 0 | 0 | 0.035919
1992 | 336.5521 | 0 | 0 | 0.01566 | 0 | 0 | 0 | -0.011745 | 0.023946
1992 | 336.5625 | 0 | 0 | 0 | 0 | 0 | 0 | 0.003915 | 0.019955
1992 | 336.5729 | 0 | 0 | 0 | 0 | 0 | 0 | 0.00783 | 0.023946
1992 | 336.5833 | 0 | 0 | 0 | 0 | 0 | 0 | 0.003915 | 0.015964
1992 | 336.5938 | 0 | 0 | 0 | 0 | 0 | 0 | 0.02349 | 0.047892
1992 | 336.6042 | 0 | 0 | 0 | 0 | 0 | 0 | 0.00783 | 0.019955
1992 | 336.6146 | 0 | 0 | 0 | 0 | 0 | 0 | 0.035235 | 0.055874
1992 | 336.625 | 0 | 0 | 0 | 0 | 0 | 0 | 0.02349 | 0.007982
1992 | 336.6354 | 0 | 0 | 0 | 0 | 0 | 0 | 0.01566 | 0.007982
1992 | 336.6458 | 0 | 0 | 0 | 0 | 0 | 0 | 0.043065 | 0.067847
1992 | 336.6563 | 0 | 0 | 0 | 0 | 0 | 0 | 0.03132 | 0
1992 | 336.6667 | 0 | 0 | 0 | 0 | 0 | 0 | 0.03915 | 0.015964
1992 | 336.6771 | 0 | 0 | 0 | 0 | 0 | 0 | 0.02349 | 0.055874
1992 | 336.6875 | 0 | 0 | 0 | 0 | 0 | 0 | 0.01566 | 0
1992 | 336.6979 | 0 | 0 | 0 | 0 | 0 | 0 | 0.01566 | -0.003991
1992 | 336.7083 | 0 | 0 | 0 | 0 | 0 | 0 | 0.02349 | 0.015964
1992 | 336.7188 | 0 | 0 | 0 | 0 | 0 | 0 | 0.019575 | 0.015964
1992 | 336.7292 | 0 | 0 | 0 | 0.023946 | 0 | 0 | 0.011745 | 0.007982
1992 | 336.7396 | 0 | 0 | 0 | 0.03991 | 0 | 0 | -0.00783 | 0.007982
1992 | 336.75 | 0 | 0 | 0 | 0.031928 | 0 | 0 | 0.003915 | 0
1992 | 336.7604 | 0 | 0 | 0 | 0.055874 | 0 | 0 | 0 | 0
1992 | 336.7708 | 0 | 0 | 0.00783 | 0.047892 | 0 | 0 | 0 | 0
1992 | 336.7813 | 0 | 0 | 0 | 0.055874 | 0 | 0 | 0 | -1.1369e-13
1992 | 336.7917 | 0 | 0 | 0 | 0.063856 | 0 | 0 | -0.00783 | 0
1992 | 336.8021 | 0 | 0 | 0.00783 | 0.047892 | 0 | 0 | -0.003915 | 0
1992 | 336.8125 | 0 | 0 | 0.01566 | 0.055874 | 0 | 0 | 0.003915 | 0
1992 | 336.8229 | 0 | 0 | 0.01566 | 0.055874 | 0 | 0 | 0 | 0
1992 | 336.8333 | 0 | 0 | 0.01566 | 0.023946 | 0 | 0 | 1.1369e-13 | 0
1992 | 336.8438 | 0 | 0 | 0.00783 | 0.047892 | 0 | 0 | -0.00783 | 0
1992 | 336.8542 | 0 | 0 | 0.03132 | 0.047892 | 0 | 0 | 0 | 0
1992 | 336.8646 | 0 | 0 | 0.01566 | 0.047892 | 0 | 0 | 0 | 0
1992 | 336.875 | 0 | 0 | 0.00783 | 0.03991 | 0 | 0 | 1.1369e-13 | 0
1992 | 336.8854 | 0 | 0 | 0 | 0.023946 | 0 | 0 | 0.00783 | 0
1992 | 336.8958 | 0 | 0 | 0 | 0.007982 | 0 | 0 | 0 | -0.007982
1992 | 336.9063 | 0 | 0 | 0 | 0.023946 | 0 | 0 | 0.03132 | 0
1992 | 336.9167 | 0 | 0 | 0 | 0.03991 | 0 | 0 | 0.01566 | -0.003991
1992 | 336.9271 | 0 | 0 | 0 | 0 | 0 | 0 | 0.027405 | -0.003991
1992 | 336.9375 | 0 | 0 | 0 | 0.023946 | 0 | 0 | 0.058725 | 0
1992 | 336.9479 | 0 | 0 | 0 | 0.023946 | 0 | 0 | -0.003915 | 0
1992 | 336.9583 | 0 | 0 | 0 | 0.007982 | 0 | 0 | 0.02349 | 0
1992 | 336.9688 | 0 | 0 | 0 | 0 | 0 | 0 | 0.04698 | 0.003991
1992 | 336.9792 | 0 | 0 | 0 | 0 | 0 | 0 | 0.019575 | -0.003991
1992 | 336.9896 | 0 | 0 | 0 | 0 | 0 | 0 | 0.019575 | 0.019955
1992 | 337 | 0 | 0 | 0 | 0 | 0 | 0 | 0.003915 | 0.015964
1992 | 337.0104 | 0 | 0 | 0 | 0 | 0 | 0 | 0.011745 | 0.011973
1992 | 337.0208 | 0 | 0 | 0 | 0 | 0 | 0 | 0.00783 | 0.023946
1992 | 337.0313 | 0 | 0 | 0 | 0 | 0 | 0 | 0 | 0.015964
1992 | 337.0417 | 0 | 0 | 0 | 0 | 0 | 0 | 0 | 0.035919
1992 | 337.0521 | 0 | 0 | 0 | 0 | 0 | 0 | -0.01566 | 0.007982
1992 | 337.0625 | 0 | 0 | 0 | 0 | 0 | 0 | -0.003915 | 0.011973
1992 | 337.0729 | 0 | 0 | 0 | 0 | 0 | 0 | 0.019575 | 0.019955
1992 | 337.0833 | 0 | 0 | 0 | 0 | 0 | 0 | -0.003915 | 0.023946
1992 | 337.0938 | 0 | 0 | 0 | 0 | 0 | 0 | 0 | 0.015964
1992 | 337.1042 | 0 | 0 | 0 | 0 | 0 | 0 | 0 | 0.035919
1992 | 337.1146 | 0 | 0 | 0 | 0 | 0 | 0 | 0 | 0.011973
1992 | 337.125 | 0.00783 | 0 | 0 | 0 | 0 | 0 | -0.00783 | 0.03991
1992 | 337.1354 | 0 | 0 | 0 | 0 | 0 | 0 | 0.003915 | 0.007982
1992 | 337.1458 | 0 | 0 | 0 | 0 | 0 | 0 | -0.003915 | 0.011973
1992 | 337.1563 | 0 | 0 | 0 | 0 | 0 | 0 | 0.01566 | 0.003991
1992 | 337.1667 | 0 | 0 | 0 | 0 | 0 | 0 | 0.01566 | 0.023946
1992 | 337.1771 | 0 | 0 | 0 | 0 | 0 | 0 | 0.003915 | 0.055874
1992 | 337.1875 | 0 | 0 | 0 | 0 | 0 | 0 | 0.003915 | 0.003991
1992 | 337.1979 | 0.01566 | 0 | 0 | 0 | 0 | 0 | 0.003915 | 0.003991
1992 | 337.2083 | 0 | 0 | 0 | 0 | 0 | 0 | 0 | 0.031928
1992 | 337.2188 | 0 | 0 | 0 | 0 | 0 | 0 | 0.003915 | 0.011973
1992 | 337.2292 | 0 | 0 | 0 | 0 | 0 | 0 | 0 | 0.015964
1992 | 337.2396 | 0 | 0 | 0 | 0 | 0 | 0 | 0.02349 | 0.023946
1992 | 337.25 | 0 | 0 | 0 | 0 | 0 | 0 | 0.003915 | 0.015964
1992 | 337.2604 | 0 | 0 | 0 | 0 | 0 | 0 | 0 | 0.003991
1992 | 337.2708 | 0 | 0 | 0 | 0 | 0 | 0 | 0 | 0.011973
1992 | 337.2813 | 0 | 0 | 0 | 0 | 0 | 0 | 0.019575 | 0
1992 | 337.2917 | 0 | 0 | 0 | 0 | 0 | 0 | 0.03915 | 0.027937
1992 | 337.3021 | 0 | 0 | 0 | 0 | 0 | 0 | 0 | 0.023946
1992 | 337.3125 | 0 | 0 | 0 | 0 | 0 | 0 | 0.01566 | 0.091793
1992 | 337.3229 | 0 | 0 | 0 | 0 | 0 | 0 | 0.01566 | 0.043901
1992 | 337.3333 | 0 | 0 | 0 | 0 | 0 | 0 | -0.01566 | 0.035919
1992 | 337.3438 | 0 | 0 | 0 | 0 | 0 | 0 | 0.003915 | 0.055874
1992 | 337.3542 | 0.00783 | 0 | 0 | 0 | 0 | 0 | -0.003915 | 0.14368
1992 | 337.3646 | 0.00783 | 0 | 0 | 0 | 0 | 0 | 1.1369e-13 | 0.07982
1992 | 337.375 | 0.03132 | 0 | 0 | 0 | 0 | 0 | 0 | 0.10776
1992 | 337.3854 | 0.00783 | 0 | 0 | 0 | 0 | 0 | 0 | 0.075829
1992 | 337.3958 | 0.08613 | 0 | 0 | 0 | 0 | 0 | 0 | -0.54278
1992 | 337.4063 | 0 | 0 | 0 | 0 | 0 | 0 | 0.00783 | 0.41107
1992 | 337.4167 | 0 | 0 | 0 | 0 | 0 | 0 | -0.00783 | 0.043901
1992 | 337.4271 | 0 | 0 | 0 | 0 | 0 | 0 | 0.00783 | 0.023946
1992 | 337.4375 | 0.03132 | 0 | 0 | 0 | 0 | 0 | -0.00783 | 0
1992 | 337.4479 | 0 | 0 | 0 | 0 | 0 | 0 | -0.003915 | -0.023946
1992 | 337.4583 | 0.01566 | 0 | 0 | 0 | 0 | 0 | -0.003915 | -0.011973
1992 | 337.4688 | 0 | 0.031928 | 0 | 0 | 0 | 0 | 0.019575 | 0
1992 | 337.4792 | 0 | 0 | 0 | 0 | 0 | 0 | 0.03132 | 0.007982
1992 | 337.4896 | 0 | 0 | 0 | 0 | 0 | 0 | 0.011745 | 0.019955
1992 | 337.5 | 0 | 0 | 0 | 0 | 0 | 0 | 0.00783 | 0.027937
1992 | 337.5104 | 0 | 0 | 0 | 0 | 0 | 0 | 0.04698 | 0.043901
1992 | 337.5208 | 0 | 0 | 0 | 0 | 0 | 0 | 0.043065 | 0.035919
1992 | 337.5313 | 0 | 0 | 0 | 0 | 0 | 0 | 0.03132 | 0.043901
1992 | 337.5417 | 0 | 0 | 0 | 0 | 0 | 0 | 0.058725 | 0.043901
1992 | 337.5521 | 0 | 0 | 0 | 0 | 0 | 0 | 0.01566 | 0.063856
1992 | 337.5625 | 0.03132 | 0 | 0 | 0 | 0 | 0 | 0.05481 | 0.035919
1992 | 337.5729 | 0 | 0 | 0 | 0 | 0 | 0 | 0.00783 | 0.059865
1992 | 337.5833 | 0 | 0 | 0 | 0 | 0 | 0 | -0.035235 | 0.03991
1992 | 337.5938 | 0 | 0 | 0 | 0 | 0 | 0 | -0.03132 | 0.035919
1992 | 337.6042 | 0 | 0 | 0 | 0 | 0 | 0 | 0.19966 | 0.051883
1992 | 337.6146 | 0 | 0 | 0 | 0 | 0 | 0 | 0.043065 | 0.055874
1992 | 337.625 | 0 | 0 | 0 | 0 | 0 | 0 | 0.050895 | 0.035919
1992 | 337.6354 | 0 | 0 | 0 | 0 | 0 | 0 | 0.0783 | 0.051883
1992 | 337.6458 | 0 | 0 | 0 | 0 | 0 | 0 | 0.027405 | 0.043901
1992 | 337.6563 | 0 | 0 | 0 | 0 | 0 | 0 | 0.043065 | 0.043901
1992 | 337.6667 | 0 | 0 | 0 | 0 | 0 | 0 | 0.05481 | 0.03991
1992 | 337.6771 | 0 | 0 | 0 | 0 | 0 | 0 | 0.11745 | 0.047892
1992 | 337.6875 | 0 | 0 | 0 | 0 | 0 | 0 | -0.003915 | 0.027937
1992 | 337.6979 | 0 | 0 | 0 | 0 | 0 | 0 | 0.00783 | 0.023946
1992 | 337.7083 | 0 | 0 | 0 | 0 | 0 | 0 | 0.04698 | 0.031928
1992 | 337.7188 | 0 | 0 | 0 | 0 | 0 | 0 | -0.01566 | 0.035919
1992 | 337.7292 | 0 | 0 | 0 | 0 | 0 | 0 | -0.035235 | 0.03991
1992 | 337.7396 | 0 | 0 | 0 | 0 | 0 | 0 | 0.035235 | 0.031928
1992 | 337.75 | 0 | 0 | 0 | 0 | 0 | 0 | 0.03915 | 0.031928
1992 | 337.7604 | 0 | 0 | 0 | 0 | 0 | 0 | -0.050895 | 0.027937
1992 | 337.7708 | 0 | 0 | 0 | 0 | 0 | 0 | 0.03132 | 0.031928
1992 | 337.7813 | 0 | 0 | 0 | 0 | 0 | 0 | 0.08613 | 0.027937
1992 | 337.7917 | 0 | 0 | 0 | 0 | 0 | 0 | 0.02349 | 0.027937
1992 | 337.8021 | 0 | 0 | 0 | 0 | 0 | 0 | 0.02349 | 0.035919
1992 | 337.8125 | 0 | 0 | 0 | 0 | 0 | 0 | 0.019575 | 0.023946
1992 | 337.8229 | 0 | 0 | 0 | 0 | 0 | 0 | -0.01566 | 0.031928
1992 | 337.8333 | 0 | 0 | 0 | 0 | 0 | 0 | -0.01566 | 0.043901
1992 | 337.8438 | 0 | 0 | 0 | 0 | 0 | 0 | 0.050895 | 0.031928
1992 | 337.8542 | 0 | 0 | 0 | 0 | 0 | 0 | 0.00783 | 0.023946
1992 | 337.8646 | 0 | 0 | 0 | 0 | 0 | 0 | 0.027405 | 0.015964
1992 | 337.875 | 0 | 0 | 0 | 0 | 0 | 0 | 0.019575 | 0.019955
1992 | 337.8854 | 0 | 0 | 0 | 0 | 0 | 0 | 0.00783 | 0.035919
1992 | 337.8958 | 0 | 0 | 0 | 0 | 0 | 0 | -0.02349 | 0.027937
1992 | 337.9063 | 0 | 0 | 0 | 0 | 0 | 0 | 0.074385 | 0.003991
1992 | 337.9167 | 0 | 0 | 0 | 0 | 0 | 0 | -0.02349 | 0.015964
1992 | 337.9271 | 0.03915 | 0 | 0 | 0 | 0 | 0 | 0.003915 | 0.055874
1992 | 337.9375 | 0.01566 | 0 | 0 | 0 | 0 | 0 | 0.019575 | 0.027937
1992 | 337.9479 | 0 | 0 | 0 | 0 | 0 | 0 | 0.027405 | 0.027937
1992 | 337.9583 | 0 | 0 | 0 | 0 | 0 | 0 | 0.11745 | 0
1992 | 337.9688 | 0 | 0 | 0 | 0 | 0 | 0 | -0.019575 | 0.059865
1992 | 337.9792 | 0 | 0 | 0 | 0 | 0 | 0 | 0.09396 | 0.019955
1992 | 337.9896 | 0 | 0 | 0 | 0 | 0 | 0 | -0.03132 | 0.015964
1992 | 338 | 0 | 0 | 0 | 0 | 0 | 0 | 0.050895 | 0.011973
1992 | 338.0104 | 0 | 0 | 0 | 0 | 0 | 0 | -0.027405 | 0.007982
1992 | 338.0208 | 0 | 0 | 0 | 0 | 0 | 0 | 0.082215 | 0.035919
1992 | 338.0313 | 0 | 0 | 0 | 0 | 0 | 0 | 0.14094 | 0.031928
1992 | 338.0417 | 0 | 0 | 0 | 0 | 0 | 0 | -0.035235 | 0.035919
1992 | 338.0521 | 0 | 0 | 0 | 0 | 0 | 0 | -0.03132 | 0.023946
1992 | 338.0625 | 0 | 0 | 0 | 0 | 0 | 0 | 0.09396 | 0.019955
1992 | 338.0729 | 0 | 0 | 0 | 0 | 0 | 0 | 0.019575 | 0.019955
1992 | 338.0833 | 0 | 0 | 0 | 0 | 0 | 0 | 0.074385 | 0.007982
1992 | 338.0938 | 0 | 0 | 0 | 0 | 0 | 0 | -0.074385 | 0.019955
1992 | 338.1042 | 0 | 0 | 0 | 0 | 0 | 0 | 0.011745 | 0.015964
1992 | 338.1146 | 0 | 0 | 0 | 0 | 0 | 0 | -0.08613 | 0.023946
1992 | 338.125 | 0 | 0 | 0 | 0 | 0 | 0 | 0.003915 | 0.007982
1992 | 338.1354 | 0 | 0 | 0 | 0 | 0 | 0 | 0.12136 | 0.023946
1992 | 338.1458 | 0 | 0 | 0 | 0 | 0 | 0 | -0.011745 | 0.019955
1992 | 338.1563 | 0 | 0 | 0 | 0 | 0 | 0 | 0.03132 | 0.019955
1992 | 338.1667 | 0 | 0 | 0 | 0 | 0 | 0 | 0.12137 | 0.015964
1992 | 338.1771 | 0 | 0 | 0 | 0 | 0 | 0 | 0.019575 | 0.007982
1992 | 338.1875 | 0 | 0 | 0 | 0 | 0 | 0 | 0.04698 | -0.007982
1992 | 338.1979 | 0.00783 | 0 | 0 | 0 | 0 | 0 | -0.02349 | 0.003991
1992 | 338.2083 | 0.11745 | 0 | 0 | 0 | 0 | 0 | -0.003915 | 0.015964
1992 | 338.2188 | 0 | 0 | 0 | 0 | 0 | 0 | 0.00783 | 0.023946
1992 | 338.2292 | 0 | 0 | 0 | 0 | 0 | 0 | 0.027405 | 0.023946
1992 | 338.2396 | 0.01566 | 0 | 0 | 0 | 0 | 0 | -0.05481 | 0.031928
1992 | 338.25 | 0 | 0 | 0 | 0 | 0 | 0 | -0.082215 | 0.003991
1992 | 338.2604 | 0 | 0 | 0 | 0 | 0 | 0 | 0.11353 | 0.035919
1992 | 338.2708 | 0 | 0 | 0 | 0 | 0 | 0 | -0.019575 | 0.023946
1992 | 338.2813 | 0 | 0 | 0 | 0 | 0 | 0 | 0.03132 | 0.035919
1992 | 338.2917 | 0 | 0 | 0 | 0 | 0 | 0 | 0.090045 | 0.027937
1992 | 338.3021 | 0 | 0 | 0 | 0 | 0 | 0 | 0.043065 | 0.027937
1992 | 338.3125 | 0 | 0 | 0 | 0 | 0 | 0 | 0.074385 | 0.035919
1992 | 338.3229 | 0 | 0 | 0 | 0 | 0 | 0 | 0.03915 | 0.031928
1992 | 338.3333 | 0.05481 | 0 | 0 | 0 | 0 | 0 | 0.03132 | 0.007982
1992 | 338.3438 | 0.04698 | 0 | 0 | 0 | 0 | 0 | 0 | 0.031928
1992 | 338.3542 | 0 | 0 | 0 | 0 | 0 | 0 | 0.058725 | 0.011973
1992 | 338.3646 | 0 | 0 | 0 | 0 | 0 | 0 | 0.12136 | 0.023946
1992 | 338.375 | 0 | 0 | 0 | 0 | 0 | 0 | 0.074385 | 0.015964
1992 | 338.3854 | 0 | 0 | 0 | 0 | 0 | 0 | 0.058725 | 0.011973
1992 | 338.3958 | 0 | 0 | 0 | 0 | 0 | 0 | -0.003915 | 0.007982
1992 | 338.4063 | 0 | 0 | 0 | 0 | 0 | 0 | 0 | 0.011973
1992 | 338.4167 | 0 | 0 | 0 | 0 | 0 | 0 | 0.00783 | 0
1992 | 338.4271 | 0 | 0 | 0 | 0 | 0 | 0 | 0.05481 | 0.003991
1992 | 338.4375 | 0 | 0 | 0 | 0 | 0 | 0 | 0.02349 | 0.011973
1992 | 338.4479 | 0 | 0 | 0 | 0 | 0 | 0 | 0.003915 | 0.003991
1992 | 338.4583 | 0.01566 | 0 | 0 | 0 | 0 | 0 | 0.003915 | 0
1992 | 338.4688 | 0 | 0 | 0 | 0 | 0 | 0 | -0.019575 | 0.011973
1992 | 338.4792 | 0 | 0 | 0 | 0 | 0 | 0 | 0.06264 | 0.015964
1992 | 338.4896 | 0 | 0 | 0 | 0 | 0 | 0 | 0.011745 | 0
1992 | 338.5 | 0 | 0 | 0 | 0 | 0 | 0 | 0.003915 | 0.011973
1992 | 338.5104 | 0 | 0 | 0 | 0 | 0 | 0 | 0.011745 | -0.003991
1992 | 338.5208 | 0.01566 | 0 | 0 | 0 | 0 | 0 | -0.003915 | 0.003991
1992 | 338.5313 | 0 | 0 | 0 | 0 | 0 | 0 | 0.00783 | 0.007982
1992 | 338.5417 | 0 | 0 | 0 | 0 | 0 | 0 | 0.02349 | 0.003991
1992 | 338.5521 | 0 | 0 | 0 | 0 | 0 | 0 | 0.01566 | 0.007982
1992 | 338.5625 | 0 | 0 | 0 | 0 | 0 | 0 | -0.011745 | 0
1992 | 338.5729 | 0 | 0 | 0 | 0 | 0 | 0 | 0 | 0.011973
1992 | 338.5833 | 0 | 0 | 0 | 0 | 0 | 0 | 0.01566 | 0.003991
1992 | 338.5938 | 0 | 0 | 0 | 0 | 0 | 0 | 0.019575 | 0.003991
1992 | 338.6042 | 0 | 0 | 0 | 0 | 0 | 0 | 1.1369e-13 | 0.011973
1992 | 338.6146 | 0 | 0 | 0 | 0 | 0 | 0 | 0.01566 | -0.015964
1992 | 338.625 | 0 | 0 | 0 | 0 | 0 | 0 | 0.01566 | 0.015964
1992 | 338.6354 | 0 | 0 | 0 | 0 | 0 | 0 | -0.003915 | 0
1992 | 338.6458 | 0 | 0 | 0 | 0 | 0 | 0 | 0.00783 | 0.011973
1992 | 338.6563 | 0.03132 | 0 | 0 | 0 | 0 | 0 | -0.003915 | -0.007982
1992 | 338.6667 | 0.01566 | 0 | 0 | 0 | 0 | 0 | 0.00783 | 0.007982
1992 | 338.6771 | 0 | 0 | 0 | 0 | 0 | 0 | 0.03915 | 0.011973
1992 | 338.6875 | 0 | 0 | 0 | 0 | 0 | 0 | -0.058725 | -0.003991
1992 | 338.6979 | 0 | 0 | 0 | 0 | 0 | 0 | 0.058725 | 0.019955
1992 | 338.7083 | 0 | 0 | 0 | 0 | 0 | 0 | 0.027405 | 0.015964
1992 | 338.7188 | 0 | 0 | 0 | 0 | 0 | 0 | -0.003915 | 0.003991
1992 | 338.7292 | 0.05481 | 0 | 0 | 0 | 0 | 0 | 0.01566 | -0.015964
1992 | 338.7396 | 0 | 0 | 0 | 0 | 0 | 0 | 0.050895 | 0.031928
1992 | 338.75 | 0 | 0 | 0 | 0 | 0 | 0 | -0.003915 | -0.003991
1992 | 338.7604 | 0 | 0 | 0 | 0 | 0 | 0 | -0.003915 | 0.023946
1992 | 338.7708 | 0 | 0 | 0 | 0 | 0 | 0 | 0.050895 | 0.007982
1992 | 338.7813 | 0 | 0 | 0 | 0 | 0 | 0 | -0.019575 | -0.011973
1992 | 338.7917 | 0 | 0 | 0 | 0 | 0 | 0 | 0.027405 | 0.011973
1992 | 338.8021 | 0 | 0 | 0 | 0 | 0 | 0 | 0.01566 | 0
1992 | 338.8125 | 0 | 0 | 0 | 0 | 0 | 0 | 0.00783 | 0.019955
1992 | 338.8229 | 0 | 0 | 0 | 0 | 0 | 0 | 0.011745 | 0.019955
1992 | 338.8333 | 0.05481 | 0 | 0 | 0 | 0 | 0 | -0.019575 | 0.003991
1992 | 338.8438 | 0.10179 | 0 | 0 | 0 | 0 | 0 | -0.003915 | -0.019955
1992 | 338.8542 | 0 | 0 | 0 | 0 | 0 | 0 | 0.082215 | 0.03991
1992 | 338.8646 | 0 | 0 | 0 | 0 | 0 | 0 | -0.06264 | 0
1992 | 338.875 | 0 | 0 | 0 | 0 | 0 | 0 | 0.03915 | 0.011973
1992 | 338.8854 | 0 | 0 | 0 | 0 | 0 | 0 | 0.00783 | 0.023946
1992 | 338.8958 | 0 | 0 | 0 | 0 | 0 | 0 | 0.058725 | 0.023946
1992 | 338.9063 | 0 | 0 | 0 | 0 | 0 | 0 | 0.02349 | 0.011973
1992 | 338.9167 | 0 | 0 | 0 | 0 | 0 | 0 | -0.027405 | 0
1992 | 338.9271 | 0 | 0 | 0 | 0 | 0 | 0 | 0.04698 | 0.011973
1992 | 338.9375 | 0 | 0 | 0 | 0 | 0 | 0 | 0.011745 | -0.003991
1992 | 338.9479 | 0.01566 | 0 | 0 | 0 | 0 | 0 | 0.02349 | 0.019955
1992 | 338.9583 | 0 | 0 | 0 | 0 | 0 | 0 | 0.03132 | -0.007982
1992 | 338.9688 | 0 | 0 | 0 | 0 | 0 | 0 | 0.00783 | 0.043901
1992 | 338.9792 | 0 | 0 | 0 | 0 | 0 | 0 | 0 | -0.003991
1992 | 338.9896 | 0 | 0 | 0 | 0 | 0 | 0 | -0.011745 | 0.019955
1992 | 339 | 0 | 0 | 0 | 0 | 0 | 0 | 0.019575 | 0.007982
1992 | 339.0104 | 0 | 0 | 0 | 0 | 0 | 0 | 0.00783 | 0
1992 | 339.0208 | 0 | 0 | 0 | 0 | 0 | 0 | 0.04698 | 0.035919
1992 | 339.0313 | 0 | 0 | 0 | 0 | 0 | 0 | 0.011745 | 0.031928
1992 | 339.0417 | 0 | 0 | 0 | 0 | 0 | 0 | 0.02349 | 0.015964
1992 | 339.0521 | 0 | 0.015964 | 0 | 0 | 0 | 0 | 0.003915 | 0.003991
1992 | 339.0625 | 0 | 0 | 0 | 0 | 0 | 0 | -0.01566 | 0.015964
1992 | 339.0729 | 0 | 0 | 0 | 0 | 0 | 0 | 0.035235 | 0
1992 | 339.0833 | 0 | 0 | 0 | 0 | 0 | 0 | 0.00783 | 0.007982
1992 | 339.0938 | 0 | 0 | 0 | 0 | 0 | 0 | 0.03915 | 0.035919
1992 | 339.1042 | 0.03132 | 0 | 0 | 0 | 0 | 0 | -0.01566 | 0
1992 | 339.1146 | 0.00783 | 0.023946 | 0 | 0 | 0 | 0 | 0.02349 | -0.011973
1992 | 339.125 | 0 | 0 | 0 | 0 | 0 | 0 | 0.027405 | 0.047892
1992 | 339.1354 | 0 | 0 | 0 | 0 | 0 | 0 | 0.050895 | 0.023946
1992 | 339.1458 | 0 | 0 | 0 | 0 | 0 | 0 | -0.027405 | -0.011973
1992 | 339.1563 | 0 | 0 | 0 | 0 | 0 | 0 | 0.03915 | 0.035919
1992 | 339.1667 | 0 | 0 | 0 | 0 | 0 | 0 | 0.019575 | 0.023946
1992 | 339.1771 | 0 | 0 | 0 | 0 | 0 | 0 | -0.019575 | 0.007982
1992 | 339.1875 | 0 | 0 | 0 | 0 | 0 | 0 | 0 | -0.003991
1992 | 339.1979 | 0 | 0 | 0 | 0 | 0 | 0 | 0.050895 | 0.031928
1992 | 339.2083 | 0 | 0 | 0 | 0 | 0 | 0 | -0.019575 | 0.031928
1992 | 339.2188 | 0 | 0 | 0 | 0 | 0 | 0 | -0.011745 | 5.6843e-14
1992 | 339.2292 | 0 | 0 | 0 | 0 | 0 | 0 | 0.07047 | 0.027937
1992 | 339.2396 | 0 | 0 | 0 | 0 | 0 | 0 | -0.035235 | -0.007982
1992 | 339.25 | 0 | 0 | 0 | 0 | 0 | 0 | 0.03915 | 0.015964
1992 | 339.2604 | 0 | 0 | 0 | 0 | 0 | 0 | 0.035235 | 0.031928
1992 | 339.2708 | 0 | 0 | 0 | 0 | 0 | 0 | 0.011745 | 0.007982
1992 | 339.2813 | 0 | 0 | 0 | 0 | 0 | 0 | 0.05481 | 0.023946
1992 | 339.2917 | 0 | 0 | 0 | 0 | 0 | 0 | -0.00783 | 0.003991
1992 | 339.3021 | 0 | 0 | 0 | 0 | 0 | 0 | 0.019575 | 0.015964
1992 | 339.3125 | 0 | 0 | 0 | 0 | 0 | 0 | 0.03132 | 5.6843e-14
1992 | 339.3229 | 0 | 0 | 0 | 0 | 0 | 0 | 0.019575 | 0.023946
1992 | 339.3333 | 0 | 0.031928 | 0.14877 | 0 | 0 | 0 | -0.003915 | -0.011973
1992 | 339.3438 | 0 | 0 | 0.06264 | 0 | 0 | 0 | -0.01566 | -0.027937
1992 | 339.3542 | 0 | 0.023946 | 0.10179 | 0 | 0 | 0 | -0.02349 | -0.003991
1992 | 339.3646 | 0 | 0 | 0 | 0 | 0 | 0 | 0.011745 | 0.003991
1992 | 339.375 | 0 | 0 | 0 | 0 | 0 | 0 | -0.003915 | 0.019955
1992 | 339.3854 | 0 | 0 | 0.04698 | 0 | 0 | 0 | -0.011745 | -0.003991
1992 | 339.3958 | 0 | 0 | 0 | 0 | 0 | 0 | -0.00783 | -0.003991
1992 | 339.4063 | 0 | 0 | 0.01566 | 0 | 0 | 0 | -0.003915 | -0.007982
1992 | 339.4167 | 0 | 0 | 0.00783 | 0 | 0 | 0 | 0 | 0.007982
1992 | 339.4271 | 0 | 0 | 0 | 0 | 0 | 0 | 0 | 0.007982
1992 | 339.4375 | 0 | 0 | 0.01566 | 0.031928 | 0 | 0 | 1.1369e-13 | 0.003991
1992 | 339.4479 | 0 | 0 | 0.03132 | 0 | 0 | 0 | 0 | 0.011973
1992 | 339.4583 | 0 | 0 | 0.50895 | 0.07982 | 0 | 0 | -1.1369e-13 | -0.007982
1992 | 339.4688 | 0 | 0 | 0.21141 | 0.11973 | 0 | 0 | 0 | 0
1992 | 339.4792 | 0 | 0 | 0.32886 | 0.14368 | 0 | 0 | 0 | 0
1992 | 339.4896 | 0 | 0 | 0.14877 | 0.13569 | 0 | 0 | 0.00783 | -1.1369e-13
1992 | 339.5 | 0 | 0 | 0.36801 | 0.087802 | 0 | 0 | 0 | 1.1369e-13
1992 | 339.5104 | 0 | 0 | 0.11745 | 0.11973 | 0 | 0 | 0 | 0.007982
1992 | 339.5208 | 0 | 0 | 0.21141 | 0.11175 | 0 | 0 | 1.1369e-13 | 1.1369e-13
1992 | 339.5313 | 0 | 0 | 0.43848 | 0.055874 | 0 | 0 | -1.1369e-13 | 1.1369e-13
1992 | 339.5417 | 0 | 0 | 0.08613 | 0.071838 | 0 | 0 | 0.25056 | 0.003991
1992 | 339.5521 | 0 | 0 | 0 | 0.023946 | 0 | 0 | 0.23882 | 0.007982
1992 | 339.5625 | 0 | 0 | 0 | 0 | 0 | 0 | 0.184 | 0.019955
1992 | 339.5729 | 0 | 0 | 0 | 0 | 0 | 0 | 0.035235 | 0.003991
1992 | 339.5833 | 0 | 0 | 0 | 0 | 0 | 0 | 0.03915 | 0.015964
1992 | 339.5938 | 0 | 0 | 0 | 0 | 0 | 0 | 0.035235 | 0.03991
1992 | 339.6042 | 0 | 0 | 0 | 0 | 0 | 0 | 0.19966 | -0.011973
1992 | 339.6146 | 0 | 0 | 0 | 0 | 0 | 0 | -0.06264 | 0.067847
1992 | 339.625 | 0 | 0 | 0 | 0 | 0 | 0 | -0.074385 | -0.023946
1992 | 339.6354 | 0 | 0 | 0 | 0 | 0 | 0 | 0.10179 | 0.059865
1992 | 339.6458 | 0 | 0 | 0 | 0 | 0 | 0 | -0.003915 | 0.015964
1992 | 339.6563 | 0 | 0 | 0 | 0 | 0 | 0 | -0.011745 | -0.023946
1992 | 339.6667 | 0 | 0 | 0 | 0 | 0 | 0 | 0.097875 | 0.055874
1992 | 339.6771 | 0 | 0 | 0 | 0 | 0 | 0 | 0.00783 | 0.011973
1992 | 339.6875 | 0 | 0 | 0 | 0 | 0 | 0 | 0.01566 | 0.007982
1992 | 339.6979 | 0 | 0 | 0 | 0 | 0 | 0 | 0.00783 | 0.003991
1992 | 339.7083 | 0 | 0 | 0 | 0 | 0 | 0 | 0.04698 | 0.011973
1992 | 339.7188 | 0 | 0 | 0 | 0 | 0 | 0 | -0.00783 | 0
1992 | 339.7292 | 0 | 0 | 0 | 0 | 0 | 0 | 0.011745 | 0.007982
1992 | 339.7396 | 0 | 0 | 0 | 0 | 0 | 0 | 0.01566 | 0.011973
1992 | 339.75 | 0 | 0 | 0 | 0 | 0 | 0 | 0.01566 | -0.003991
1992 | 339.7604 | 0 | 0 | 0 | 0 | 0 | 0 | 0.00783 | 0.019955
1992 | 339.7708 | 0 | 0 | 0.03915 | 0 | 0 | 0 | 0.00783 | -0.011973
1992 | 339.7813 | 0 | 0 | 0.02349 | 0 | 0 | 0 | 0 | -0.011973
1992 | 339.7917 | 0 | 0 | 0 | 0 | 0 | 0 | 0.03915 | 0.019955
1992 | 339.8021 | 0 | 0 | 0.10962 | 0 | 0 | 0 | 0.00783 | -0.011973
1992 | 339.8125 | 0 | 0 | 0.11745 | 0.095784 | 0 | 0 | 0.003915 | 0
1992 | 339.8229 | 0 | 0 | 0.07047 | 0.13569 | 0 | 0 | 0.003915 | -1.1369e-13
1992 | 339.8333 | 0 | 0 | 0.25056 | 0.15964 | 0 | 0 | 1.1369e-13 | 1.1369e-13
1992 | 339.8438 | 0 | 0 | 0.35235 | 0.23148 | 0 | 0 | 0 | -1.1369e-13
1992 | 339.8542 | 0 | 0 | 0.56376 | 0.2235 | 0 | 0 | 0 | 5.6843e-14
1992 | 339.8646 | 0 | 0 | 0.48546 | 0.27937 | 0 | 0 | 0 | 0
1992 | 339.875 | 0 | 0 | 0.43848 | 0.29533 | 0 | 0 | 0 | 0
1992 | 339.8854 | 0 | 0 | 0.30537 | 0.33524 | 0 | 0 | -1.1369e-13 | 0
1992 | 339.8958 | 0 | 0 | 0.14877 | 0.15964 | 0 | 0 | 1.1369e-13 | 0
1992 | 339.9063 | 0 | 0 | 0.14877 | 0.20753 | 0 | 0 | 0.011745 | 0
1992 | 339.9167 | 0 | 0 | 0 | 0.33524 | 0 | 0 | 0.027405 | 5.6843e-14
1992 | 339.9271 | 0 | 0 | 0.52461 | 0.31928 | 0 | 0 | -1.1369e-13 | 5.6843e-14
1992 | 339.9375 | 0 | 0 | 0.13311 | 0.11175 | 0 | 0 | 0.05481 | -5.6843e-14
1992 | 339.9479 | 0 | 0 | 0.06264 | 0.047892 | 0 | 0 | 0.03132 | 0.007982
1992 | 339.9583 | 0 | 0 | 0.24273 | 0.19955 | 0 | 0 | 0 | 0
1992 | 339.9688 | 0 | 0 | 0.25839 | 0.15964 | 0 | 0 | 1.1369e-13 | 0
1992 | 339.9792 | 0 | 0 | 0.27405 | 0.095784 | 0 | 0 | 1.1369e-13 | -1.1369e-13
1992 | 339.9896 | 0 | 0 | 0.12528 | 0.087802 | 0 | 0 | 1.1369e-13 | 0
1992 | 340 | 0 | 0 | 0.21924 | 0.20753 | 0 | 0 | 0 | 0
1992 | 340.0104 | 0 | 0 | 0.21141 | 0.19157 | 0 | 0 | -1.1369e-13 | 0
1992 | 340.0208 | 0 | 0 | 0.18009 | 0.16762 | 0 | 0 | -1.1369e-13 | 0
1992 | 340.0313 | 0 | 0 | 0.14877 | 0.15964 | 0 | 0 | 1.1369e-13 | -1.1369e-13
1992 | 340.0417 | 0 | 0 | 0.2349 | 0.23148 | 0 | 0 | 0 | 0
1992 | 340.0521 | 0 | 0 | 0.33669 | 0.35121 | 0 | 0 | 0 | 0
1992 | 340.0625 | 0 | 0 | 0.32103 | 0.33524 | 0 | 0 | 0 | 1.1369e-13
1992 | 340.0729 | 0 | 0 | 0.29754 | 0.29533 | 0 | 0 | 0 | -5.6843e-14
1992 | 340.0833 | 0 | 0 | 0.35235 | 0.33524 | 0 | 0 | 0 | 0
1992 | 340.0938 | 0 | 0 | 0.59508 | 0.59865 | 0 | 0 | 1.1369e-13 | 0
1992 | 340.1042 | 0 | 0 | 0.60291 | 0.59865 | 0 | 0 | 0 | 0
1992 | 340.1146 | 0 | 0 | 0.7047 | 0.7104 | 0 | 0 | 0 | 5.6843e-14
1992 | 340.125 | 0 | 0 | 0.50895 | 0.51883 | 0 | 0 | 0 | 0
1992 | 340.1354 | 0 | 0 | 0.49329 | 0.49488 | 0 | 0 | 0 | -5.6843e-14
1992 | 340.1458 | 0 | 0 | 0.38367 | 0.3991 | 0 | 0 | 0 | 0
1992 | 340.1563 | 0 | 0 | 0.43065 | 0.43901 | 0 | 0 | 0 | 0
1992 | 340.1667 | 0 | 0 | 0.35235 | 0.33524 | 0 | 0 | -1.1369e-13 | 0
1992 | 340.1771 | 0 | 0 | 0.36018 | 0.35919 | 0 | 0 | -1.1369e-13 | 0
1992 | 340.1875 | 0 | 0 | 0.22707 | 0.23946 | 0 | 0 | 0 | 0
1992 | 340.1979 | 0 | 0 | 0.19575 | 0.23946 | 0 | 0 | 0 | -5.6843e-14
1992 | 340.2083 | 0 | 0 | 0.2349 | 0.2235 | 0 | 0 | 0 | 5.6843e-14
1992 | 340.2188 | 0 | 0 | 0.2349 | 0.23148 | 0 | 0 | 0 | -5.6843e-14
1992 | 340.2292 | 0 | #N/A | 0.43848 | #N/A | 0 | 0 | 0 | #N/A
1992 | 340.2396 | 0 | #N/A | 0.48546 | #N/A | 0 | 0 | 1.1369e-13 | #N/A
1992 | 340.25 | 0 | #N/A | 0.10179 | #N/A | 0 | 0 | 1.1369e-13 | #N/A
1992 | 340.2604 | 0 | #N/A | 0.03915 | #N/A | 0 | 0 | 0.003915 | #N/A
1992 | 340.2708 | 0 | #N/A | 0 | #N/A | 0 | 0 | 0.09396 | #N/A
1992 | 340.2813 | 0 | #N/A | 0 | #N/A | 0 | 0 | 0.050895 | #N/A
1992 | 340.2917 | 0 | #N/A | 0 | #N/A | 0 | 0 | 0.00783 | #N/A
1992 | 340.3021 | 0 | #N/A | 0.2349 | #N/A | 0 | 0 | 0 | #N/A
1992 | 340.3125 | 0 | #N/A | 0.22707 | #N/A | 0 | 0 | 0 | #N/A
1992 | 340.3229 | 0 | #N/A | 0.10179 | #N/A | 0 | 0 | 0 | #N/A
1992 | 340.3333 | 0 | #N/A | 0.07047 | #N/A | 0 | 0 | 1.1369e-13 | #N/A
1992 | 340.3438 | 0 | #N/A | 0.02349 | #N/A | 0 | 0 | 0.00783 | #N/A
1992 | 340.3542 | 0 | #N/A | 0.11745 | #N/A | 0 | 0 | 0 | #N/A
1992 | 340.3646 | 0 | #N/A | 0.06264 | #N/A | 0 | 0 | 1.1369e-13 | #N/A
1992 | 340.375 | 0 | #N/A | 0.01566 | #N/A | 0 | 0 | 0 | #N/A
1992 | 340.3854 | 0 | #N/A | 0.13311 | #N/A | 0 | 0 | 0 | #N/A
1992 | 340.3958 | 0 | #N/A | 0.59508 | #N/A | 0 | 0 | 1.1369e-13 | #N/A
1992 | 340.4063 | 0 | #N/A | 0.12528 | #N/A | 0 | 0 | 1.1369e-13 | #N/A
1992 | 340.4167 | 0 | #N/A | 0.36018 | #N/A | 0 | 0 | 1.1369e-13 | #N/A
1992 | 340.4271 | 0 | #N/A | 0.35235 | #N/A | 0 | 0 | -1.1369e-13 | #N/A
1992 | 340.4375 | 0 | #N/A | 0.26622 | #N/A | 0 | 0 | 2.2737e-13 | #N/A
1992 | 340.4479 | 0 | #N/A | 0.05481 | #N/A | 0 | 0 | 1.1369e-13 | #N/A
1992 | 340.4583 | 0 | #N/A | 0.10962 | #N/A | 0 | 0 | 1.1369e-13 | #N/A
1992 | 340.4688 | 0 | #N/A | 0.07047 | #N/A | 0 | 0 | 2.2737e-13 | #N/A
1992 | 340.4792 | 0 | #N/A | 0.0783 | #N/A | 0 | 0 | 1.1369e-13 | #N/A
1992 | 340.4896 | 0 | #N/A | 0.0783 | #N/A | 0 | 0 | 1.1369e-13 | #N/A
1992 | 340.5 | 0 | #N/A | 0.10179 | #N/A | 0 | 0 | 1.1369e-13 | #N/A
1992 | 340.5104 | 0 | #N/A | 0.05481 | #N/A | 0 | 0 | -0.01566 | #N/A
1992 | 340.5208 | 0 | #N/A | 0 | #N/A | 0 | 0 | 1.1369e-13 | #N/A
1992 | 340.5313 | 0 | #N/A | 0.1566 | #N/A | 0 | 0 | 1.1369e-13 | #N/A
1992 | 340.5417 | 0 | #N/A | 0.10179 | #N/A | 0 | 0 | 0.043065 | #N/A
1992 | 340.5521 | 0 | #N/A | 0 | #N/A | 0 | 0 | 0.003915 | #N/A
1992 | 340.5625 | 0 | #N/A | 0 | #N/A | 0 | 0 | 0.03132 | #N/A
1992 | 340.5729 | 0 | #N/A | 0.18792 | #N/A | 0 | 0 | 0 | #N/A
1992 | 340.5833 | 0 | #N/A | 0.10179 | #N/A | 0 | 0 | 0.00783 | #N/A
1992 | 340.5938 | 0 | #N/A | 0.03915 | #N/A | 0 | 0 | -0.043065 | #N/A
1992 | 340.6042 | 0 | #N/A | 0 | #N/A | 0 | 0 | 0.019575 | #N/A
1992 | 340.6146 | 0 | #N/A | 0.14877 | #N/A | 0 | 0 | 0 | #N/A
1992 | 340.625 | 0 | #N/A | 0.16443 | #N/A | 0 | 0 | -0.01566 | #N/A
1992 | 340.6354 | 0 | #N/A | 0.1566 | #N/A | 0 | 0 | 0.00783 | #N/A
1992 | 340.6458 | 0 | #N/A | 0.63423 | #N/A | 0 | 0 | 2.2737e-13 | #N/A
1992 | 340.6563 | 0 | #N/A | 0.24273 | #N/A | 0 | 0 | -1.1369e-13 | #N/A
1992 | 340.6667 | 0 | #N/A | 0.13311 | #N/A | 0 | 0 | 0.14877 | #N/A
1992 | 340.6771 | #N/A | #N/A | #N/A | #N/A | 0 | 0 | #N/A | #N/A
1992 | 340.6875 | 0 | #N/A | 1.3233 | #N/A | 0 | 0 | 1.1369e-13 | #N/A
1992 | 340.6979 | 0 | #N/A | 1.2919 | #N/A | 0 | 0 | 1.1369e-13 | #N/A
1992 | 340.7083 | 0 | #N/A | 0.07047 | #N/A | 0 | 0 | 0.06264 | #N/A
1992 | 340.7188 | 0 | #N/A | 0.09396 | #N/A | 0 | 0 | -0.02349 | #N/A
1992 | 340.7292 | #N/A | #N/A | #N/A | #N/A | 0 | 0 | -0.02349 | #N/A
1992 | 340.7396 | #N/A | #N/A | #N/A | #N/A | 0 | 0 | #N/A | #N/A
1992 | 340.75 | #N/A | #N/A | #N/A | #N/A | 0 | 0 | 0.027405 | #N/A
1992 | 340.7604 | #N/A | #N/A | #N/A | #N/A | 0 | 0 | #N/A | #N/A
1992 | 340.7708 | #N/A | #N/A | #N/A | #N/A | 0 | 0 | #N/A | #N/A
1992 | 340.7813 | #N/A | #N/A | #N/A | #N/A | 0 | 0 | #N/A | #N/A
1992 | 340.7917 | #N/A | #N/A | #N/A | #N/A | 0 | 0 | #N/A | #N/A
1992 | 340.8021 | #N/A | #N/A | #N/A | #N/A | 0 | 0 | #N/A | #N/A
1992 | 340.8125 | #N/A | #N/A | #N/A | #N/A | 0 | 0 | #N/A | #N/A
1992 | 340.8229 | #N/A | #N/A | #N/A | #N/A | 0 | 0 | #N/A | #N/A
1992 | 340.8333 | #N/A | #N/A | #N/A | #N/A | 0 | 0 | #N/A | #N/A
1992 | 340.8438 | #N/A | #N/A | #N/A | #N/A | 0 | 0 | #N/A | #N/A
1992 | 340.8542 | #N/A | #N/A | #N/A | #N/A | 0 | 0 | #N/A | #N/A
1992 | 340.8646 | #N/A | #N/A | #N/A | #N/A | 0 | 0 | #N/A | #N/A
1992 | 340.875 | #N/A | #N/A | #N/A | #N/A | 0 | 0 | #N/A | #N/A
1992 | 340.8854 | #N/A | #N/A | #N/A | #N/A | 0 | 0 | #N/A | #N/A
1992 | 340.8958 | #N/A | #N/A | #N/A | #N/A | 0 | 0 | #N/A | #N/A
1992 | 340.9063 | #N/A | #N/A | #N/A | #N/A | 0 | 0 | #N/A | #N/A
1992 | 340.9167 | #N/A | #N/A | #N/A | #N/A | 0 | 0 | #N/A | #N/A
1992 | 340.9271 | #N/A | #N/A | #N/A | #N/A | 0 | 0 | #N/A | #N/A
1992 | 340.9375 | #N/A | #N/A | #N/A | #N/A | 0 | 0 | #N/A | #N/A
1992 | 340.9479 | #N/A | #N/A | #N/A | #N/A | 0 | 0 | #N/A | #N/A
1992 | 340.9583 | #N/A | #N/A | #N/A | #N/A | 0 | 0 | #N/A | #N/A
1992 | 340.9688 | #N/A | #N/A | #N/A | #N/A | 0 | 0 | #N/A | #N/A
1992 | 340.9792 | #N/A | #N/A | #N/A | #N/A | 0 | 0 | #N/A | #N/A
1992 | 340.9896 | #N/A | #N/A | #N/A | #N/A | 0 | 0 | #N/A | #N/A
1992 | 341 | #N/A | #N/A | #N/A | #N/A | 0 | 0 | #N/A | #N/A
1992 | 341.0104 | #N/A | #N/A | #N/A | #N/A | 0 | 0 | #N/A | #N/A
1992 | 341.0208 | #N/A | #N/A | #N/A | #N/A | 0 | 0 | #N/A | #N/A
1992 | 341.0313 | #N/A | #N/A | #N/A | #N/A | 0 | 0 | #N/A | #N/A
1992 | 341.0417 | #N/A | #N/A | #N/A | #N/A | 0 | 0 | #N/A | #N/A
1992 | 341.0521 | #N/A | #N/A | #N/A | #N/A | 0 | 0 | #N/A | #N/A
1992 | 341.0625 | #N/A | #N/A | #N/A | #N/A | 0 | 0 | #N/A | #N/A
1992 | 341.0729 | #N/A | #N/A | #N/A | #N/A | 0 | 0 | #N/A | #N/A
1992 | 341.0833 | #N/A | #N/A | #N/A | #N/A | 0 | 0 | #N/A | #N/A
1992 | 341.0938 | #N/A | #N/A | #N/A | #N/A | 0 | 0 | #N/A | #N/A
1992 | 341.1042 | #N/A | #N/A | #N/A | #N/A | 0 | 0 | #N/A | #N/A
1992 | 341.1146 | #N/A | #N/A | #N/A | #N/A | 0 | 0 | #N/A | #N/A
1992 | 341.125 | #N/A | #N/A | #N/A | #N/A | 0 | 0 | #N/A | #N/A
1992 | 341.1354 | #N/A | #N/A | #N/A | #N/A | 0 | 0 | #N/A | #N/A
1992 | 341.1458 | #N/A | #N/A | #N/A | #N/A | 0 | 0 | #N/A | #N/A
1992 | 341.1563 | #N/A | #N/A | #N/A | #N/A | 0 | 0 | #N/A | #N/A
1992 | 341.1667 | #N/A | #N/A | #N/A | #N/A | 0 | 0 | #N/A | #N/A
1992 | 341.1771 | #N/A | #N/A | #N/A | #N/A | 0 | 0 | #N/A | #N/A
1992 | 341.1875 | #N/A | #N/A | #N/A | #N/A | 0 | 0 | #N/A | #N/A
1992 | 341.1979 | #N/A | #N/A | #N/A | #N/A | 0 | 0 | #N/A | #N/A
1992 | 341.2083 | #N/A | #N/A | #N/A | #N/A | 0 | 0 | #N/A | #N/A
1992 | 341.2188 | #N/A | #N/A | #N/A | #N/A | 0 | 0 | #N/A | #N/A
1992 | 341.2292 | #N/A | #N/A | #N/A | #N/A | 0 | 0 | #N/A | #N/A
1992 | 341.2396 | #N/A | #N/A | #N/A | #N/A | 0 | 0 | #N/A | #N/A
1992 | 341.25 | #N/A | #N/A | #N/A | #N/A | 0 | 0 | #N/A | #N/A
1992 | 341.2604 | #N/A | #N/A | #N/A | #N/A | 0 | 0 | #N/A | #N/A
1992 | 341.2708 | #N/A | #N/A | #N/A | #N/A | 0 | 0 | #N/A | #N/A
1992 | 341.2813 | #N/A | #N/A | #N/A | #N/A | 0 | 0 | #N/A | #N/A
1992 | 341.2917 | #N/A | #N/A | #N/A | #N/A | 0 | 0 | #N/A | #N/A
1992 | 341.3021 | #N/A | #N/A | #N/A | #N/A | 0 | 0 | #N/A | #N/A
1992 | 341.3125 | #N/A | #N/A | #N/A | #N/A | 0 | 0 | #N/A | #N/A
1992 | 341.3229 | #N/A | #N/A | #N/A | #N/A | 0 | 0 | #N/A | #N/A
1992 | 341.3333 | #N/A | #N/A | #N/A | #N/A | 0 | 0 | #N/A | #N/A
1992 | 341.3438 | #N/A | #N/A | #N/A | #N/A | 0 | 0 | #N/A | #N/A
1992 | 341.3542 | #N/A | #N/A | #N/A | #N/A | 0 | 0 | #N/A | #N/A
1992 | 341.3646 | #N/A | #N/A | #N/A | #N/A | 0 | 0 | #N/A | #N/A
1992 | 341.375 | #N/A | #N/A | #N/A | #N/A | 0 | 0 | #N/A | #N/A
1992 | 341.3854 | #N/A | #N/A | #N/A | #N/A | 0 | 0 | #N/A | #N/A
1992 | 341.3958 | #N/A | #N/A | #N/A | #N/A | 0 | 0 | #N/A | #N/A
1992 | 341.4063 | #N/A | #N/A | #N/A | #N/A | 0 | 0 | 0.090045 | #N/A
1992 | 341.4167 | 0 | #N/A | 0 | #N/A | 0 | 0 | -0.00783 | #N/A
1992 | 341.4271 | 0 | #N/A | 0 | #N/A | 0 | 0 | -0.043065 | #N/A
1992 | 341.4375 | 0.02349 | #N/A | 0 | #N/A | 0 | 0 | -0.019575 | #N/A
1992 | 341.4479 | 0 | #N/A | 0 | #N/A | 0 | 0 | 0.00783 | #N/A
1992 | 341.4583 | 0 | #N/A | 0 | #N/A | 0 | 0 | 0.011745 | #N/A
1992 | 341.4688 | 0.03915 | #N/A | 0 | #N/A | 0 | 0 | -0.05481 | #N/A
1992 | 341.4792 | 0 | #N/A | 0.20358 | #N/A | 0 | 0 | 1.1369e-13 | #N/A
1992 | 341.4896 | 0 | #N/A | 0.02349 | #N/A | 0 | 0 | 0.17226 | #N/A
1992 | 341.5 | 0 | #N/A | 0 | #N/A | 0 | 0 | 0.184 | #N/A
1992 | 341.5104 | 0 | #N/A | 0 | #N/A | 0 | 0 | 0.043065 | #N/A
1992 | 341.5208 | 0 | #N/A | 0 | #N/A | 0 | 0 | -0.03915 | #N/A
1992 | 341.5313 | 0.02349 | #N/A | 0 | #N/A | 0 | 0 | -0.058725 | #N/A
1992 | 341.5417 | 0 | #N/A | 0 | #N/A | 0 | 0 | 0.058725 | #N/A
1992 | 341.5521 | 0.02349 | #N/A | 0 | #N/A | 0 | 0 | -0.05481 | #N/A
1992 | 341.5625 | 0 | #N/A | 0 | #N/A | 0 | 0 | 0.03132 | #N/A
1992 | 341.5729 | 0 | #N/A | 0 | #N/A | 0 | 0 | 0.12137 | #N/A
1992 | 341.5833 | 0 | #N/A | 0 | #N/A | 0 | 0 | -0.003915 | #N/A
1992 | 341.5938 | 0 | #N/A | 0 | #N/A | 0 | 0 | 0.019575 | #N/A
1992 | 341.6042 | 0 | #N/A | 0 | #N/A | 0 | 0 | 0.011745 | #N/A
1992 | 341.6146 | 0 | #N/A | 0 | #N/A | 0 | 0 | 0.11354 | #N/A
1992 | 341.625 | 0 | #N/A | 0 | #N/A | 0 | 0 | 0.01566 | #N/A
1992 | 341.6354 | 0.02349 | #N/A | 0 | #N/A | 0 | 0 | 0.00783 | #N/A
1992 | 341.6458 | 0 | #N/A | 0 | #N/A | 0 | 0 | 0.01566 | #N/A
1992 | 341.6563 | 0 | #N/A | 0 | #N/A | 0 | 0 | -0.003915 | #N/A
1992 | 341.6667 | 0 | #N/A | 0 | #N/A | 0 | 0 | 0 | #N/A
1992 | 341.6771 | 0.03132 | #N/A | 0 | #N/A | 0 | 0 | 0.03915 | #N/A
1992 | 341.6875 | 0 | #N/A | 0 | #N/A | 0 | 0 | 0.027405 | #N/A
1992 | 341.6979 | 0 | #N/A | 0 | #N/A | 0 | 0 | 0.027405 | #N/A
1992 | 341.7083 | 0 | #N/A | 0 | #N/A | 0 | 0 | -0.003915 | #N/A
1992 | 341.7188 | 0 | #N/A | 0 | #N/A | 0 | 0 | -0.00783 | #N/A
1992 | 341.7292 | 0 | #N/A | 0 | #N/A | 0 | 0 | 0.035235 | #N/A
1992 | 341.7396 | 0 | #N/A | 0 | #N/A | 0 | 0 | -0.035235 | #N/A
1992 | 341.75 | 0 | #N/A | 0 | #N/A | 0 | 0 | -0.003915 | #N/A
1992 | 341.7604 | 0.05481 | #N/A | 0 | #N/A | 0 | 0 | 1.1369e-13 | #N/A
1992 | 341.7708 | 0.07047 | #N/A | 0 | #N/A | 0 | 0 | 1.1369e-13 | #N/A
1992 | 341.7813 | 0.03132 | #N/A | 0 | #N/A | 0 | 0 | 0 | #N/A
1992 | 341.7917 | 0.03132 | #N/A | 0 | #N/A | 0 | 0 | -0.058725 | #N/A
1992 | 341.8021 | 0.07047 | #N/A | 0 | #N/A | 0 | 0 | 0.003915 | #N/A
1992 | 341.8125 | 0.07047 | #N/A | 0 | #N/A | 0 | 0 | -0.02349 | #N/A
1992 | 341.8229 | 0 | #N/A | 0 | #N/A | 0 | 0 | -0.058725 | #N/A
1992 | 341.8333 | 0.07047 | #N/A | 0 | #N/A | 0 | 0 | 0.003915 | #N/A
1992 | 341.8438 | 0.08613 | #N/A | 0 | #N/A | 0 | 0 | 1.1369e-13 | #N/A
1992 | 341.8542 | 0.00783 | #N/A | 0 | #N/A | 0 | 0 | 0.027405 | #N/A
1992 | 341.8646 | 0 | #N/A | 0 | #N/A | 0 | 0 | 0.035235 | #N/A
1992 | 341.875 | 0 | #N/A | 0 | #N/A | 0 | 0 | -0.02349 | #N/A
1992 | 341.8854 | 0.04698 | #N/A | 0 | #N/A | 0 | 0 | -0.003915 | #N/A
1992 | 341.8958 | 0.03132 | #N/A | 0 | #N/A | 0 | 0 | 0.011745 | #N/A
1992 | 341.9063 | 0 | #N/A | 0 | #N/A | 0 | 0 | 0.003915 | #N/A
1992 | 341.9167 | 0.01566 | #N/A | 0 | #N/A | 0 | 0 | -0.003915 | #N/A
1992 | 341.9271 | 0 | #N/A | 0 | #N/A | 0 | 0 | 0.011745 | #N/A
1992 | 341.9375 | 0.01566 | #N/A | 0 | #N/A | 0 | 0 | 0 | #N/A
1992 | 341.9479 | 0 | #N/A | 0 | #N/A | 0 | 0 | -0.003915 | #N/A
1992 | 341.9583 | 0.03132 | #N/A | 0 | #N/A | 0 | 0 | 1.1369e-13 | #N/A
1992 | 341.9688 | 0.02349 | #N/A | 0 | #N/A | 0 | 0 | -0.00783 | #N/A
1992 | 341.9792 | 0 | #N/A | 0 | #N/A | 0 | 0 | 0.02349 | #N/A
1992 | 341.9896 | 0 | #N/A | 0 | #N/A | 0 | 0 | 0.02349 | #N/A
1992 | 342 | 0 | #N/A | 0 | #N/A | 0 | 0 | 0.003915 | #N/A
1992 | 342.0104 | 0 | #N/A | 0 | #N/A | 0 | 0 | -0.027405 | #N/A
1992 | 342.0208 | 0 | #N/A | 0 | #N/A | 0 | 0 | 0 | #N/A
1992 | 342.0313 | 0 | #N/A | 0 | #N/A | 0 | 0 | 0.03132 | #N/A
1992 | 342.0417 | 0 | #N/A | 0 | #N/A | 0 | 0 | 0.02349 | #N/A
1992 | 342.0521 | 0 | #N/A | 0 | #N/A | 0 | 0 | 0.011745 | #N/A
1992 | 342.0625 | 0 | #N/A | 0 | #N/A | 0 | 0 | -0.019575 | #N/A
1992 | 342.0729 | 0.00783 | #N/A | 0 | #N/A | 0 | 0 | -0.003915 | #N/A
1992 | 342.0833 | 0 | #N/A | 0 | #N/A | 0 | 0 | 0.00783 | #N/A
1992 | 342.0938 | 0 | #N/A | 0 | #N/A | 0 | 0 | 0.003915 | #N/A
1992 | 342.1042 | 0.02349 | #N/A | 0 | #N/A | 0 | 0 | 0 | #N/A
1992 | 342.1146 | 0 | #N/A | 0 | #N/A | 0 | 0 | -0.003915 | #N/A
1992 | 342.125 | 0 | #N/A | 0 | #N/A | 0 | 0 | 0.03915 | #N/A
1992 | 342.1354 | 0 | #N/A | 0 | #N/A | 0 | 0 | 0.03132 | #N/A
1992 | 342.1458 | 0 | #N/A | 0 | #N/A | 0 | 0 | 0.003915 | #N/A
1992 | 342.1563 | 0 | #N/A | 0 | #N/A | 0 | 0 | 0.011745 | #N/A
1992 | 342.1667 | 0 | #N/A | 0 | #N/A | 0 | 0 | 0.00783 | #N/A
1992 | 342.1771 | 0 | #N/A | 0 | #N/A | 0 | 0 | 0.027405 | #N/A
1992 | 342.1875 | 0 | #N/A | 0 | #N/A | 0 | 0 | 0.04698 | #N/A
1992 | 342.1979 | 0 | #N/A | 0 | #N/A | 0 | 0 | -0.003915 | #N/A
1992 | 342.2083 | 0 | #N/A | 0 | #N/A | 0 | 0 | -0.003915 | #N/A
1992 | 342.2188 | 0 | #N/A | 0 | #N/A | 0 | 0 | 0.043065 | #N/A
1992 | 342.2292 | 0 | #N/A | 0 | #N/A | 0 | 0 | 0.035235 | #N/A
1992 | 342.2396 | 0 | #N/A | 0 | #N/A | 0 | 0 | -0.035235 | #N/A
1992 | 342.25 | 0 | #N/A | 0 | #N/A | 0 | 0 | 0.035235 | #N/A
1992 | 342.2604 | 0 | #N/A | 0 | #N/A | 0 | 0 | 0.05481 | #N/A
1992 | 342.2708 | 0 | #N/A | 0 | #N/A | 0 | 0 | -0.011745 | #N/A
1992 | 342.2813 | 0 | #N/A | 0 | #N/A | 0 | 0 | 0.04698 | #N/A
1992 | 342.2917 | 0 | #N/A | 0 | #N/A | 0 | 0 | 0.07047 | #N/A
1992 | 342.3021 | 0 | #N/A | 0 | #N/A | 0 | 0 | 0.01566 | #N/A
1992 | 342.3125 | 0 | #N/A | 0 | #N/A | 0 | 0 | 0.01566 | #N/A
1992 | 342.3229 | 0 | #N/A | 0 | #N/A | 0 | 0 | 0.03132 | #N/A
1992 | 342.3333 | 0 | #N/A | 0 | #N/A | 0 | 0 | 0.027405 | #N/A
1992 | 342.3438 | 0 | #N/A | 0 | #N/A | 0 | 0 | 0.027405 | #N/A
1992 | 342.3542 | 0 | #N/A | 0 | #N/A | 0 | 0 | -0.00783 | #N/A
1992 | 342.3646 | 0 | #N/A | 0 | #N/A | 0 | 0 | 0 | #N/A
1992 | 342.375 | 0 | #N/A | 0 | #N/A | 0 | 0 | -0.003915 | #N/A
1992 | 342.3854 | 0.00783 | #N/A | 0 | #N/A | 0 | 0 | 0 | #N/A
1992 | 342.3958 | 0.04698 | #N/A | 0 | #N/A | 0 | 0 | 0 | #N/A
1992 | 342.4063 | 0.04698 | #N/A | 0 | #N/A | 0 | 0 | 1.1369e-13 | #N/A
1992 | 342.4167 | 0.05481 | #N/A | 0 | #N/A | 0 | 0 | 0 | #N/A
1992 | 342.4271 | 0.05481 | #N/A | 0 | #N/A | 0 | 0 | -0.00783 | #N/A
1992 | 342.4375 | 0 | #N/A | 0 | #N/A | 0 | 0 | 0.03132 | #N/A
1992 | 342.4479 | 0 | #N/A | 0 | #N/A | 0 | 0 | 0.03915 | #N/A
1992 | 342.4583 | 0 | #N/A | 0 | #N/A | 0 | 0 | 0.035235 | #N/A
1992 | 342.4688 | 0 | #N/A | 0 | #N/A | 0 | 0 | 0.035235 | #N/A
1992 | 342.4792 | 0 | #N/A | 0 | #N/A | 0 | 0 | 0.035235 | #N/A
1992 | 342.4896 | 0 | #N/A | 0 | #N/A | 0 | 0 | 0.02349 | #N/A
1992 | 342.5 | 0 | #N/A | 0 | #N/A | 0 | 0 | 0.02349 | #N/A
1992 | 342.5104 | 0 | #N/A | 0 | #N/A | 0 | 0 | 0.050895 | #N/A
1992 | 342.5208 | 0 | #N/A | 0 | #N/A | 0 | 0 | 0.027405 | #N/A
1992 | 342.5313 | 0 | #N/A | 0 | #N/A | 0 | 0 | 0.043065 | #N/A
1992 | 342.5417 | 0 | #N/A | 0 | #N/A | 0 | 0 | -0.01566 | #N/A
1992 | 342.5521 | 0 | #N/A | 0 | #N/A | 0 | 0 | 0.011745 | #N/A
1992 | 342.5625 | 0 | #N/A | 0 | #N/A | 0 | 0 | 0.03915 | #N/A
1992 | 342.5729 | 0 | #N/A | 0 | #N/A | 0 | 0 | 0.019575 | #N/A
1992 | 342.5833 | 0 | #N/A | 0 | #N/A | 0 | 0 | -0.02349 | #N/A
1992 | 342.5938 | 0 | #N/A | 0 | #N/A | 0 | 0 | 0.003915 | #N/A
1992 | 342.6042 | 0 | #N/A | 0 | #N/A | 0 | 0 | 0.00783 | #N/A
1992 | 342.6146 | 0 | #N/A | 0 | #N/A | 0 | 0 | 0.00783 | #N/A
1992 | 342.625 | 0 | #N/A | 0 | #N/A | 0 | 0 | 0.03915 | #N/A
1992 | 342.6354 | 0 | #N/A | 0 | #N/A | 0 | 0 | 0.027405 | #N/A
1992 | 342.6458 | 0 | #N/A | 0 | #N/A | 0 | 0 | 0.035235 | #N/A
1992 | 342.6563 | 0 | #N/A | 0 | #N/A | 0 | 0 | -0.019575 | #N/A
1992 | 342.6667 | 0 | #N/A | 0 | #N/A | 0 | 0 | 0.03132 | #N/A
1992 | 342.6771 | 0 | #N/A | 0 | #N/A | 0 | 0 | 0.01566 | #N/A
1992 | 342.6875 | 0 | #N/A | 0 | #N/A | 0 | 0 | 0.011745 | #N/A
1992 | 342.6979 | 0 | #N/A | 0 | #N/A | 0 | 0 | 0.035235 | #N/A
1992 | 342.7083 | 0 | #N/A | 0 | #N/A | 0 | 0 | -0.00783 | #N/A
1992 | 342.7188 | 0 | #N/A | 0 | #N/A | 0 | 0 | 0.003915 | #N/A
1992 | 342.7292 | 0.01566 | #N/A | 0 | #N/A | 0 | 0 | -0.02349 | #N/A
1992 | 342.7396 | 0.01566 | #N/A | 0 | #N/A | 0 | 0 | 0.003915 | #N/A
1992 | 342.75 | 0.00783 | #N/A | 0 | #N/A | 0 | 0 | 0 | #N/A
1992 | 342.7604 | 0.05481 | #N/A | 0 | #N/A | 0 | 0 | 0 | #N/A
1992 | 342.7708 | 0.03915 | #N/A | 0 | #N/A | 0 | 0 | 1.1369e-13 | #N/A
1992 | 342.7813 | 0.13311 | #N/A | 0 | #N/A | 0 | 0 | 0 | #N/A
1992 | 342.7917 | 0.00783 | #N/A | 0 | #N/A | 0 | 0 | -0.00783 | #N/A
1992 | 342.8021 | 0.04698 | #N/A | 0 | #N/A | 0 | 0 | 1.1369e-13 | #N/A
1992 | 342.8125 | 0.01566 | #N/A | 0 | #N/A | 0 | 0 | -0.003915 | #N/A
1992 | 342.8229 | 0.01566 | #N/A | 0 | #N/A | 0 | 0 | 0.003915 | #N/A
1992 | 342.8333 | 0.02349 | #N/A | 0 | #N/A | 0 | 0 | -0.003915 | #N/A
1992 | 342.8438 | 0.01566 | #N/A | 0 | #N/A | 0 | 0 | 0.003915 | #N/A
1992 | 342.8542 | 0.03915 | #N/A | 0 | #N/A | 0 | 0 | 0 | #N/A
1992 | 342.8646 | 0.08613 | #N/A | 0 | #N/A | 0 | 0 | 1.1369e-13 | #N/A
1992 | 342.875 | 0.05481 | #N/A | 0 | #N/A | 0 | 0 | 2.2737e-13 | #N/A
1992 | 342.8854 | 0.05481 | #N/A | 0 | #N/A | 0 | 0 | 0 | #N/A
1992 | 342.8958 | 0.00783 | #N/A | 0 | #N/A | 0 | 0 | -0.003915 | #N/A
1992 | 342.9063 | 0.03915 | #N/A | 0 | #N/A | 0 | 0 | -0.003915 | #N/A
1992 | 342.9167 | 0.03132 | #N/A | 0 | #N/A | 0 | 0 | 0 | #N/A
1992 | 342.9271 | 0.02349 | #N/A | 0 | #N/A | 0 | 0 | 1.1369e-13 | #N/A
1992 | 342.9375 | 0.01566 | #N/A | 0 | #N/A | 0 | 0 | 0.003915 | #N/A
1992 | 342.9479 | 0 | #N/A | 0 | #N/A | 0 | 0 | 0.01566 | #N/A
1992 | 342.9583 | 0 | #N/A | 0 | #N/A | 0 | 0 | -0.003915 | #N/A
1992 | 342.9688 | 0 | #N/A | 0 | #N/A | 0 | 0 | 0.02349 | #N/A
1992 | 342.9792 | 0 | #N/A | 0 | #N/A | 0 | 0 | 0.02349 | #N/A
1992 | 342.9896 | 0 | #N/A | 0 | #N/A | 0 | 0 | 0.05481 | #N/A
1992 | 343 | 0 | #N/A | 0 | #N/A | 0 | 0 | 0.02349 | #N/A
1992 | 343.0104 | 0 | #N/A | 0 | #N/A | 0 | 0 | 0.074385 | #N/A
1992 | 343.0208 | 0 | #N/A | 0 | #N/A | 0 | 0 | 0.04698 | #N/A
1992 | 343.0313 | 0 | #N/A | 0 | #N/A | 0 | 0 | 0.066555 | #N/A
1992 | 343.0417 | 0 | #N/A | 0 | #N/A | 0 | 0 | 0.074385 | #N/A
1992 | 343.0521 | 0 | #N/A | 0 | #N/A | 0 | 0 | 0.08613 | #N/A
1992 | 343.0625 | 0 | #N/A | 0 | #N/A | 0 | 0 | 0.05481 | #N/A
1992 | 343.0729 | 0 | #N/A | 0 | #N/A | 0 | 0 | 0.027405 | #N/A
1992 | 343.0833 | 0 | #N/A | 0 | #N/A | 0 | 0 | -0.027405 | #N/A
1992 | 343.0938 | 0 | #N/A | 0 | #N/A | 0 | 0 | 0 | #N/A
1992 | 343.1042 | 0 | #N/A | 0 | #N/A | 0 | 0 | 0.082215 | #N/A
1992 | 343.1146 | 0 | #N/A | 0 | #N/A | 0 | 0 | 0.0783 | #N/A
1992 | 343.125 | 0 | #N/A | 0 | #N/A | 0 | 0 | -0.01566 | #N/A
1992 | 343.1354 | 0 | #N/A | 0 | #N/A | 0 | 0 | 0.058725 | #N/A
1992 | 343.1458 | 0 | #N/A | 0 | #N/A | 0 | 0 | 0 | #N/A
1992 | 343.1563 | 0 | #N/A | 0 | #N/A | 0 | 0 | 0.05481 | #N/A
1992 | 343.1667 | 0 | #N/A | 0 | #N/A | 0 | 0 | 0.03132 | #N/A
1992 | 343.1771 | 0 | #N/A | 0 | #N/A | 0 | 0 | 0.050895 | #N/A
1992 | 343.1875 | 0 | #N/A | 0 | #N/A | 0 | 0 | 0.02349 | #N/A
1992 | 343.1979 | 0.00783 | #N/A | 0 | #N/A | 0 | 0 | -0.00783 | #N/A
1992 | 343.2083 | 0.03132 | #N/A | 0 | #N/A | 0 | 0 | 1.1369e-13 | #N/A
1992 | 343.2188 | 0.01566 | #N/A | 0 | #N/A | 0 | 0 | 0 | #N/A
1992 | 343.2292 | 0.02349 | #N/A | 0 | #N/A | 0 | 0 | 0 | #N/A
1992 | 343.2396 | 0.05481 | #N/A | 0 | #N/A | 0 | 0 | 1.1369e-13 | #N/A
1992 | 343.25 | 0 | #N/A | 0 | #N/A | 0 | 0 | 0.03915 | #N/A
1992 | 343.2604 | 0 | #N/A | 0 | #N/A | 0 | 0 | 0.02349 | #N/A
1992 | 343.2708 | 0 | #N/A | 0 | #N/A | 0 | 0 | 0.0783 | #N/A
1992 | 343.2813 | 0 | #N/A | 0 | #N/A | 0 | 0 | 0.05481 | #N/A
1992 | 343.2917 | 0 | #N/A | 0 | #N/A | 0 | 0 | 0.06264 | #N/A
1992 | 343.3021 | 0 | #N/A | 0 | #N/A | 0 | 0 | 0.01566 | #N/A
1992 | 343.3125 | 0 | #N/A | 0 | #N/A | 0 | 0 | 0.03915 | #N/A
1992 | 343.3229 | 0 | #N/A | 0 | #N/A | 0 | 0 | 0.00783 | #N/A
1992 | 343.3333 | 0 | #N/A | 0.03915 | #N/A | 0 | 0 | 1.1369e-13 | #N/A
1992 | 343.3438 | 0 | #N/A | 0.07047 | #N/A | 0 | 0 | 1.1369e-13 | #N/A
1992 | 343.3542 | 0 | #N/A | 0.01566 | #N/A | 0 | 0 | 0 | #N/A
1992 | 343.3646 | 0 | #N/A | 0.03132 | #N/A | 0 | 0 | 1.1369e-13 | #N/A
1992 | 343.375 | 0 | #N/A | 0.00783 | #N/A | 0 | 0 | 0.01566 | #N/A
1992 | 343.3854 | 0 | 0 | 0.30537 | 0.047892 | 0 | 0 | 0.035235 | #N/A
1992 | 343.3958 | 0 | 0 | 0 | 0.11175 | 0 | 0 | -0.027405 | 0
1992 | 343.4063 | 0 | 0 | 0 | 0.15166 | 0 | 0 | -0.003915 | 1.1369e-13
1992 | 343.4167 | 0 | 0 | 0 | 0.087802 | 0 | 0 | 0 | 1.1369e-13
1992 | 343.4271 | 0 | 0 | 0 | 0.087802 | 0 | 0 | 0 | 0
1992 | 343.4375 | 0 | 0 | 0 | 0.023946 | 0 | 0 | -0.00783 | 0
1992 | 343.4479 | 0 | 0 | 0 | 0.015964 | 0 | 0 | -0.011745 | 0.007982
1992 | 343.4583 | 0.03915 | 0 | 0 | 0 | 0 | 0 | -0.019575 | 0.015964
1992 | 343.4688 | 0 | 0 | 0 | 0.023946 | 0 | 0 | 0.019575 | -0.007982
1992 | 343.4792 | 0 | 0 | 0 | 0.03991 | 0 | 0 | 0.04698 | -0.003991
1992 | 343.4896 | 0 | 0 | 0 | 0 | 0 | 0 | -0.01566 | -0.003991
1992 | 343.5 | 0 | 0 | 0.03132 | 0 | 0 | 0 | 1.1369e-13 | -0.003991
1992 | 343.5104 | 0 | 0 | 0.03132 | 0 | 0 | 0 | 0 | -0.015964
1992 | 343.5208 | 0 | 0 | 0 | 0 | 0 | 0 | 0.03915 | 0
1992 | 343.5313 | 0 | 0 | 0 | 0 | 0 | 0 | 0.043065 | -0.035919
1992 | 343.5417 | 0 | 0 | 0 | 0 | 0 | 0 | -0.027405 | 0.059865
1992 | 343.5521 | 0 | 0 | 0 | 0 | 0 | 0 | -0.00783 | 0.027937
1992 | 343.5625 | 0 | 0 | 0.01566 | 0 | 0 | 0 | 0.019575 | 0.011973
1992 | 343.5729 | 0 | 0 | 0 | 0 | 0 | 0 | -0.02349 | 0.059865
1992 | 343.5833 | 0 | 0 | 0 | 0 | 0 | 0 | 0.011745 | 0.015964
1992 | 343.5938 | 0 | 0 | 0 | 0 | 0 | 0 | 0.027405 | 0.047892
1992 | 343.6042 | 0 | 0 | 0 | 0 | 0 | 0 | -0.003915 | 0.059865
1992 | 343.6146 | 0 | 0 | 0 | 0 | 0 | 0 | 0.027405 | 0.035919
1992 | 343.625 | 0 | 0 | 0 | 0 | 0 | 0 | 0.02349 | 0.031928
1992 | 343.6354 | 0 | 0 | 0 | 0 | 0 | 0 | 0.019575 | 0.035919
1992 | 343.6458 | 0 | 0 | 0 | 0 | 0 | 0 | 0.00783 | 0.027937
1992 | 343.6563 | 0 | 0 | 0 | 0 | 0 | 0 | -0.003915 | 0.043901
1992 | 343.6667 | 0 | 0 | 0 | 0 | 0 | 0 | 0.02349 | 0.023946
1992 | 343.6771 | 0 | 0 | 0 | 0 | 0 | 0 | -0.04698 | 0.067847
1992 | 343.6875 | 0 | 0 | 0 | 0 | 0 | 0 | 0.04698 | -0.019955
1992 | 343.6979 | 0 | 0 | 0.14094 | 0.1756 | 0 | 0 | -0.011745 | -0.003991
1992 | 343.7083 | 0 | 0 | 0.14877 | 0.10377 | 0 | 0 | 0 | 1.1369e-13
1992 | 343.7188 | 0 | 0 | 0.58725 | 0.70242 | 0 | 0 | 0 | 0.003991
1992 | 343.7292 | 0 | 0 | 0.03132 | 0 | 0 | 0 | 0.00783 | 0.023946
1992 | 343.7396 | 0 | 0 | 0.00783 | 0 | 0 | 0 | 0.011745 | 0.023946
1992 | 343.75 | 0 | 0 | 0 | 0 | 0 | 0 | 0.019575 | 0.035919
1992 | 343.7604 | 0 | 0 | 0 | 0 | 0 | 0 | -0.003915 | 0
1992 | 343.7708 | 0 | 0 | 0.02349 | 0 | 0 | 0 | 0.003915 | 0.011973
1992 | 343.7813 | 0 | 0 | 0 | 0 | 0 | 0 | 0.00783 | 0.007982
1992 | 343.7917 | 0 | 0 | 0.03915 | 0 | 0 | 0 | 0 | 0.011973
1992 | 343.8021 | 0 | 0 | 0.02349 | 0 | 0 | 0 | 1.1369e-13 | 0.015964
1992 | 343.8125 | 0 | 0 | 0.14094 | 0 | 0 | 0 | -0.01566 | 0.023946
1992 | 343.8229 | 0 | 0 | 0 | 0 | 0 | 0 | 0.02349 | 0
1992 | 343.8333 | 0 | 0 | 0 | 0 | 0 | 0 | 0.097875 | 0.019955
1992 | 343.8438 | 0 | 0 | 0 | 0 | 0 | 0 | 0.10962 | 0.007982
1992 | 343.8542 | 0 | 0 | 0 | 0 | 0 | 0 | 0.003915 | -0.007982
1992 | 343.8646 | 0 | 0 | 0 | 0 | 0 | 0 | -0.090045 | 0.007982
1992 | 343.875 | 0 | 0 | 0 | 0 | 0 | 0 | -0.03132 | 0.023946
1992 | 343.8854 | 0.00783 | 0 | 0 | 0 | 0 | 0 | -0.003915 | 0.011973
1992 | 343.8958 | 0.06264 | 0 | 0 | 0 | 0 | 0 | -0.02349 | 0.011973
1992 | 343.9063 | 0 | 0 | 0 | 0 | 0 | 0 | 0.01566 | 0
1992 | 343.9167 | 0 | 0 | 0 | 0 | 0 | 0 | 0.058725 | -0.007982
1992 | 343.9271 | 0 | 0 | 0 | 0 | 0 | 0 | 0.02349 | 0.003991
1992 | 343.9375 | 0 | 0 | 0 | 0 | 0 | 0 | 0.027405 | 0
1992 | 343.9479 | 0 | 0 | 0 | 0 | 0 | 0 | 0.019575 | 0
1992 | 343.9583 | 0 | 0 | 0.06264 | 0 | 0 | 0 | 0.003915 | -0.011973
1992 | 343.9688 | 0 | 0 | 0.02349 | 0 | 0 | 0 | 0.003915 | 0.003991
1992 | 343.9792 | 0 | 0 | 0 | 0 | 0 | 0 | 0.027405 | 0
1992 | 343.9896 | 0 | 0 | 0 | 0 | 0 | 0 | -0.035235 | 0.007982
1992 | 344 | 0 | 0 | 0 | 0 | 0 | 0 | 0.03132 | -0.003991
1992 | 344.0104 | 0 | 0 | 0 | 0 | 0 | 0 | 0.00783 | 0
1992 | 344.0208 | 0 | 0 | 0 | 0 | 0 | 0 | -0.003915 | 0
1992 | 344.0313 | 0 | 0 | 0 | 0 | 0 | 0 | 0.00783 | -0.003991
1992 | 344.0417 | 0 | 0 | 0.0783 | 0 | 0 | 0 | 0 | -0.007982
1992 | 344.0521 | 0 | 0.015964 | 0.04698 | 0 | 0 | 0 | 1.1369e-13 | 0
1992 | 344.0625 | 0 | 0 | 0 | 0 | 0 | 0 | 0.01566 | 0
1992 | 344.0729 | 0 | 0.015964 | 0.03132 | 0 | 0 | 0 | -0.003915 | 0.003991
1992 | 344.0833 | 0 | 0 | 0 | 0 | 0 | 0 | 0 | 0
1992 | 344.0938 | 0 | 0.007982 | 0 | 0 | 0 | 0 | -0.00783 | -0.003991
1992 | 344.1042 | 0 | 0 | 0 | 0 | 0 | 0 | 0.02349 | 0.007982
1992 | 344.1146 | 0 | 0 | 0 | 0 | 0 | 0 | -0.019575 | 0.003991
1992 | 344.125 | 0 | 0 | 0.04698 | 0 | 0 | 0 | -0.003915 | -0.011973
1992 | 344.1354 | 0 | 0 | 0 | 0 | 0 | 0 | 0.02349 | 0.011973
1992 | 344.1458 | 0 | 0 | 0 | 0 | 0 | 0 | 0.003915 | 0.015964
1992 | 344.1563 | 0 | 0 | 0 | 0 | 0 | 0 | 0.01566 | -0.007982
1992 | 344.1667 | 0.02349 | 0 | 0 | 0 | 0 | 0 | 0.04698 | -0.007982
1992 | 344.1771 | 0.02349 | 0 | 0 | 0 | 0 | 0 | -0.01566 | 0.007982
1992 | 344.1875 | 0.00783 | 0 | 0 | 0 | 0 | 0 | 0 | -0.007982
1992 | 344.1979 | 0.00783 | 0 | 0 | 0 | 0 | 0 | 0.003915 | 0.023946
1992 | 344.2083 | 0 | 0 | 0 | 0 | 0 | 0 | 0.00783 | 0.003991
1992 | 344.2188 | 0 | 0 | 0 | 0 | 0 | 0 | 0.011745 | 0
1992 | 344.2292 | 0 | 0 | 0 | 0 | 0 | 0 | -0.00783 | 0.007982
1992 | 344.2396 | 0.02349 | 0 | 0 | 0 | 0 | 0 | 0.027405 | 0.015964
1992 | 344.25 | 0 | 0 | 0 | 0 | 0 | 0 | 0.00783 | 0.015964
1992 | 344.2604 | 0 | 0 | 0 | 0 | 0 | 0 | 0.03915 | 0.007982
1992 | 344.2708 | 0 | 0 | 0 | 0 | 0 | 0 | 0.066555 | 0.007982
1992 | 344.2813 | 0 | 0 | 0 | 0 | 0 | 0 | 0.003915 | 0.003991
1992 | 344.2917 | 0 | 0 | 0 | 0 | 0 | 0 | 0.01566 | 0.031928
1992 | 344.3021 | 0 | 0 | 0 | 0 | 0 | 0 | 0 | 0.031928
1992 | 344.3125 | 0 | 0 | 0 | 0 | 0 | 0 | 0.011745 | 0.063856
1992 | 344.3229 | 0 | 0 | 0 | 0 | 0 | 0 | -0.003915 | 0.051883
1992 | 344.3333 | 0 | 0 | 0 | 0 | 0 | 0 | -0.00783 | 0.075829
1992 | 344.3438 | 0 | 0 | 0 | 0 | 0 | 0 | 0.011745 | 0.087802
1992 | 344.3542 | 0 | 0 | 0 | 0 | 0 | 0 | 0.003915 | 0.10377
1992 | 344.3646 | 0 | 0 | 0 | 0 | 0 | 0 | 0.01566 | 0.043901
1992 | 344.375 | 0 | 0 | 0 | 0 | 0 | 0 | 0.01566 | 0.07982
1992 | 344.3854 | 0 | 0 | 0 | 0 | 0 | 0 | 0.04698 | 0.031928
1992 | 344.3958 | 0 | 0 | 0 | 0 | 0 | 0 | 0.04698 | 0.003991
1992 | 344.4063 | 0 | 0 | 0 | 0.023946 | 0 | 0 | 0.05481 | 0.011973
1992 | 344.4167 | 0 | 0 | 0 | 0.023946 | 0 | 0 | 0.03915 | 1.1369e-13
1992 | 344.4271 | 0 | 0 | 0 | 0.047892 | 0 | 0 | -0.01566 | 0
1992 | 344.4375 | 0 | 0 | 0 | 0.023946 | 0 | 0 | 0.011745 | -0.003991
1992 | 344.4479 | 0 | 0 | 0 | 0.015964 | 0 | 0 | 0.03132 | 0.003991
1992 | 344.4583 | 0 | 0 | 0 | 0.007982 | 0 | 0 | 0.00783 | 0
1992 | 344.4688 | 0 | 0 | 0 | 0 | 0 | 0 | 0.003915 | 0.015964
1992 | 344.4792 | 0 | 0 | 0 | 0 | 0 | 0 | 0.058725 | 0.007982
1992 | 344.4896 | 0 | 0 | 0 | 0 | 0 | 0 | 0.04698 | 0.003991
1992 | 344.5 | 0 | 0 | 0 | 0 | 0 | 0 | 0.011745 | 0.003991
1992 | 344.5104 | 0 | 0 | 0 | 0 | 0 | 0 | -0.01566 | -1.1369e-13
1992 | 344.5208 | 0 | 0 | 0 | 0 | 0 | 0 | 0.07047 | 0.019955
1992 | 344.5313 | 0 | 0 | 0 | 0 | 0 | 0 | 0.01566 | 0.003991
1992 | 344.5417 | 0 | 0 | 0 | 0 | 0 | 0 | 0.04698 | 0.003991
1992 | 344.5521 | 0 | 0 | 0 | 0 | 0 | 0 | 0.05481 | 0.011973
1992 | 344.5625 | 0 | 0 | 0 | 0 | 0 | 0 | -0.09396 | -0.011973
1992 | 344.5729 | 0 | 0 | 0 | 0 | 0 | 0 | 0.082215 | 0.015964
1992 | 344.5833 | 0 | 0 | 0 | 0 | 0 | 0 | 0.04698 | 0.023946
1992 | 344.5938 | 0 | 0 | 0 | 0 | 0 | 0 | 0.050895 | 0
1992 | 344.6042 | 0 | 0 | 0 | 0 | 0 | 0 | 0.03915 | 0.015964
1992 | 344.6146 | 0 | 0 | 0 | 0 | 0 | 0 | 0.035235 | 0
1992 | 344.625 | 0 | 0 | 0 | 0 | 0 | 0 | 0.03915 | 0.019955
1992 | 344.6354 | 0 | 0 | 0 | 0 | 0 | 0 | 0.02349 | -0.003991
1992 | 344.6458 | 0 | 0 | 0 | 0 | 0 | 0 | 0.003915 | 0.011973
1992 | 344.6563 | 0 | 0 | 0 | 0 | 0 | 0 | -0.003915 | 0.015964
1992 | 344.6667 | 0 | 0 | 0 | 0 | 0 | 0 | 0.035235 | 0
1992 | 344.6771 | 0 | 0 | 0 | 0 | 0 | 0 | 0.019575 | 0.011973
1992 | 344.6875 | 0 | 0 | 0 | 0 | 0 | 0 | 0.019575 | 0.007982
1992 | 344.6979 | 0 | 0 | 0 | 0 | 0 | 0 | 0.00783 | -1.1369e-13
1992 | 344.7083 | 0 | 0 | 0 | 0 | 0 | 0 | 0.011745 | 0.007982
1992 | 344.7188 | 0 | 0 | 0 | 0 | 0 | 0 | -0.01566 | 0.007982
1992 | 344.7292 | 0 | 0 | 0 | 0 | 0 | 0 | 0.027405 | -0.007982
1992 | 344.7396 | 0.01566 | 0 | 0 | 0 | 0 | 0 | -0.003915 | 0.003991
1992 | 344.75 | 0.04698 | 0 | 0 | 0 | 0 | 0 | -0.003915 | 0.011973
1992 | 344.7604 | 0 | 0 | 0 | 0 | 0 | 0 | 0.003915 | 0
1992 | 344.7708 | 0 | 0 | 0 | 0 | 0 | 0 | -0.035235 | -0.003991
1992 | 344.7813 | 0 | 0 | 0 | 0 | 0 | 0 | 0.019575 | 0.003991
1992 | 344.7917 | 0.03915 | 0 | 0 | 0 | 0 | 0 | -0.01566 | 0.011973
1992 | 344.8021 | 0.05481 | 0 | 0 | 0 | 0 | 0 | 0.00783 | 0.007982
1992 | 344.8125 | 0 | 0 | 0 | 0 | 0 | 0 | -0.003915 | 0
1992 | 344.8229 | 0.04698 | 0 | 0 | 0 | 0 | 0 | -0.011745 | 0.035919
1992 | 344.8333 | 0 | 0 | 0 | 0 | 0 | 0 | 0.04698 | -0.023946
1992 | 344.8438 | 0 | 0 | 0 | 0 | 0 | 0 | 0.043065 | 0.019955
1992 | 344.8542 | 0 | 0 | 0 | 0 | 0 | 0 | 0.050895 | 0.035919
1992 | 344.8646 | 0 | 0 | 0 | 0 | 0 | 0 | 0 | -0.011973
1992 | 344.875 | 0 | 0 | 0 | 0 | 0 | 0 | 0.019575 | 0.019955
1992 | 344.8854 | 0 | 0 | 0 | 0 | 0 | 0 | 0 | -0.003991
1992 | 344.8958 | 0 | 0 | 0 | 0 | 0 | 0 | 0.019575 | 0.011973
1992 | 344.9063 | 0 | 0 | 0 | 0 | 0 | 0 | -0.003915 | 0.019955
1992 | 344.9167 | 0 | 0 | 0 | 0 | 0 | 0 | 0.05481 | 0.011973
1992 | 344.9271 | 0 | 0 | 0 | 0 | 0 | 0 | -0.003915 | 0
1992 | 344.9375 | 0.03132 | 0 | 0 | 0 | 0 | 0 | -0.00783 | 0.011973
1992 | 344.9479 | 0 | 0 | 0 | 0 | 0 | 0 | 0.03915 | 0.007982
1992 | 344.9583 | 0 | 0 | 0 | 0 | 0 | 0 | 0 | 0.015964
1992 | 344.9688 | 0.00783 | 0 | 0 | 0 | 0 | 0 | -0.011745 | 0.007982
1992 | 344.9792 | 0 | 0 | 0 | 0 | 0 | 0 | -0.01566 | 0
1992 | 344.9896 | 0 | 0 | 0 | 0 | 0 | 0 | 0.027405 | 0.015964
1992 | 345 | 0.06264 | 0 | 0 | 0 | 0 | 0 | 0.01566 | 0.007982
1992 | 345.0104 | 0 | 0 | 0 | 0 | 0 | 0 | 0.00783 | 0.003991
1992 | 345.0208 | 0 | 0 | 0 | 0 | 0 | 0 | 0.090045 | 0.027937
1992 | 345.0313 | 0 | 0 | 0 | 0 | 0 | 0 | -0.003915 | 0.007982
1992 | 345.0417 | 0 | 0 | 0 | 0 | 0 | 0 | 0.027405 | 0
1992 | 345.0521 | 0 | 0 | 0 | 0 | 0 | 0 | 0.050895 | 0.011973
1992 | 345.0625 | 0 | 0 | 0 | 0 | 0 | 0 | -0.04698 | 0.011973
1992 | 345.0729 | 0 | 0 | 0 | 0 | 0 | 0 | 0.05481 | -0.003991
1992 | 345.0833 | 0 | 0 | 0 | 0 | 0 | 0 | 0.0783 | 0.031928
1992 | 345.0938 | 0 | 0 | 0 | 0 | 0 | 0 | -0.003915 | 0.003991
1992 | 345.1042 | 0 | 0 | 0 | 0 | 0 | 0 | -0.003915 | 0.003991
1992 | 345.1146 | 0 | 0 | 0 | 0 | 0 | 0 | 0.02349 | 0.003991
1992 | 345.125 | 0 | 0 | 0 | 0 | 0 | 0 | 0.00783 | 0.003991
1992 | 345.1354 | 0 | 0 | 0 | 0 | 0 | 0 | 0.003915 | 0.007982
1992 | 345.1458 | 0 | 0 | 0 | 0 | 0 | 0 | 0.00783 | 0.003991
1992 | 345.1563 | 0 | 0 | 0 | 0 | 0 | 0 | 0.00783 | 0.015964
1992 | 345.1667 | 0 | 0 | 0 | 0 | 0 | 0 | 0.003915 | 0.003991
1992 | 345.1771 | 0 | 0 | 0 | 0 | 0 | 0 | -0.00783 | 0
1992 | 345.1875 | 0 | 0 | 0 | 0 | 0 | 0 | 0.011745 | 0.015964
1992 | 345.1979 | 0 | 0 | 0 | 0 | 0 | 0 | 0.003915 | -0.003991
1992 | 345.2083 | 0 | 0 | 0 | 0 | 0 | 0 | 0 | 0.015964
1992 | 345.2188 | 0 | 0 | 0 | 0 | 0 | 0 | 0.00783 | -0.011973
1992 | 345.2292 | 0 | 0 | 0 | 0 | 0 | 0 | -0.01566 | 0.027937
1992 | 345.2396 | 0 | 0 | 0 | 0 | 0 | 0 | 0.01566 | 0.003991
1992 | 345.25 | 0 | 0 | 0 | 0 | 0 | 0 | -0.003915 | 0.011973
1992 | 345.2604 | 0 | 0 | 0 | 0 | 0 | 0 | 0.003915 | -0.007982
1992 | 345.2708 | 0.00783 | 0 | 0 | 0 | 0 | 0 | -0.01566 | 0.035919
1992 | 345.2813 | 0 | 0 | 0 | 0 | 0 | 0 | 0.02349 | -0.003991
1992 | 345.2917 | 0 | 0 | 0 | 0 | 0 | 0 | -0.019575 | 0.027937
1992 | 345.3021 | 0 | 0 | 0 | 0 | 0 | 0 | 0.011745 | 0.011973
1992 | 345.3125 | 0 | 0 | 0 | 0 | 0 | 0 | -0.003915 | 0.003991
1992 | 345.3229 | 0 | 0 | 0 | 0 | 0 | 0 | 0.00783 | 0.011973
1992 | 345.3333 | 0 | 0 | 0 | 0 | 0 | 0 | -0.011745 | 0.003991
1992 | 345.3438 | 0 | 0 | 0 | 0 | 0 | 0 | 0.035235 | 0.007982
1992 | 345.3542 | 0 | 0 | 0 | 0 | 0 | 0 | 0.03132 | 0
1992 | 345.3646 | 0 | 0 | 0 | 0 | 0 | 0 | 0.03132 | 0.007982
1992 | 345.375 | 0 | 0 | 0 | 0 | 0 | 0 | 0 | 0.003991
1992 | 345.3854 | 0 | 0 | 0 | 0 | 0 | 0 | 0.011745 | 0.011973
1992 | 345.3958 | 0 | 0 | 0 | 0 | 0 | 0 | 0.011745 | 0
1992 | 345.4063 | 0 | 0 | 0 | 0 | 0 | 0 | 0 | 0.003991
1992 | 345.4167 | 0 | 0.03991 | 0 | 0 | 0 | 0 | 0.019575 | 0
1992 | 345.4271 | 0 | 0.023946 | 0 | 0 | 0 | 0 | 0.019575 | 0.003991
1992 | 345.4375 | 0 | 0.031928 | 0 | 0 | 0 | 0 | 0 | 0.003991
1992 | 345.4479 | 0 | 0 | 0 | 0 | 0 | 0 | 0.03132 | -0.011973
1992 | 345.4583 | 0 | 0 | 0 | 0 | 0 | 0 | 0.027405 | 0
1992 | 345.4688 | 0 | 0 | 0 | 0 | 0 | 0 | 0.02349 | 0
1992 | 345.4792 | 0 | 0 | 0 | 0 | 0 | 0 | 0.027405 | 0
1992 | 345.4896 | 0 | 0 | 0 | 0 | 0 | 0 | 0.03132 | 0.011973
1992 | 345.5 | 0 | 0 | 0 | 0 | 0 | 0 | 0.035235 | 1.1369e-13
1992 | 345.5104 | 0 | 0 | 0 | 0 | 0 | 0 | 0.03915 | 0.019955
1992 | 345.5208 | 0 | 0 | 0 | 0 | 0 | 0 | 0.03132 | 0.007982
1992 | 345.5313 | 0 | 0 | 0 | 0 | 0 | 0 | 0.043065 | 0.027937
1992 | 345.5417 | 0 | 0 | 0 | 0 | 0 | 0 | 0.03132 | 0.015964
1992 | 345.5521 | 0 | 0 | 0 | 0 | 0 | 0 | 0.03915 | 0.007982
1992 | 345.5625 | 0 | 0 | 0 | 0 | 0 | 0 | 0.035235 | 0.019955
1992 | 345.5729 | 0 | 0 | 0 | 0 | 0 | 0 | 0.043065 | 0.011973
1992 | 345.5833 | 0 | 0 | 0 | 0 | 0 | 0 | 0.043065 | 0.019955
1992 | 345.5938 | 0 | 0 | 0 | 0 | 0 | 0 | 0.035235 | 0.011973
1992 | 345.6042 | 0 | 0 | 0 | 0 | 0 | 0 | 0.035235 | 0.011973
1992 | 345.6146 | 0 | 0 | 0 | 0 | 0 | 0 | 0.03915 | 0.023946
1992 | 345.625 | 0 | 0 | 0 | 0 | 0 | 0 | 0.043065 | 0.007982
1992 | 345.6354 | 0 | 0 | 0 | 0 | 0 | 0 | 0.03132 | 0.011973
1992 | 345.6458 | 0 | 0 | 0 | 0 | 0 | 0 | 0.03915 | 0.015964
1992 | 345.6563 | 0 | 0 | 0 | 0 | 0 | 0 | 0.03915 | 0.019955
1992 | 345.6667 | 0 | 0 | 0 | 0 | 0 | 0 | 0.050895 | 0.019955
1992 | 345.6771 | 0 | 0 | 0 | 0 | 0 | 0 | 0.027405 | 0
1992 | 345.6875 | 0 | 0 | 0 | 0 | 0 | 0 | 0.019575 | 0.015964
1992 | 345.6979 | 0 | 0 | 0 | 0 | 0 | 0 | 0.02349 | -0.003991
1992 | 345.7083 | 0 | 0 | 0 | 0 | 0 | 0 | 0.011745 | 0.011973
1992 | 345.7188 | 0 | 0 | 0 | 0 | 0 | 0 | 0.02349 | 0.011973
1992 | 345.7292 | 0 | 0 | 0 | 0 | 0 | 0 | 0.003915 | -0.011973
1992 | 345.7396 | 0 | 0 | 0 | 0 | 0 | 0 | 0.00783 | 0.015964
1992 | 345.75 | 0 | 0 | 0 | 0 | 0 | 0 | -0.011745 | -0.003991
1992 | 345.7604 | 0 | 0 | 0 | 0 | 0 | 0 | 0.011745 | 0.007982
1992 | 345.7708 | 0 | 0 | 0 | 0 | 0 | 0 | 0 | 0.007982
1992 | 345.7813 | 0 | 0 | 0 | 0 | 0 | 0 | 0.003915 | 0
1992 | 345.7917 | 0 | 0 | 0 | 0 | 0 | 0 | 0.01566 | 0.011973
1992 | 345.8021 | 0 | 0 | 0 | 0 | 0 | 0 | 0.003915 | 0
1992 | 345.8125 | 0 | 0 | 0 | 0 | 0 | 0 | 0.003915 | 0.007982
1992 | 345.8229 | 0 | 0 | 0 | 0 | 0 | 0 | 0.003915 | 0.003991
1992 | 345.8333 | 0 | 0 | 0 | 0 | 0 | 0 | 0.011745 | 0.003991
1992 | 345.8438 | 0 | 0 | 0 | 0 | 0 | 0 | 0.00783 | 0.007982
1992 | 345.8542 | 0 | 0 | 0 | 0 | 0 | 0 | -0.00783 | 0
1992 | 345.8646 | 0 | 0 | 0 | 0 | 0 | 0 | -0.00783 | 0.003991
1992 | 345.875 | 0 | 0 | 0 | 0 | 0 | 0 | 0.01566 | 0.003991
1992 | 345.8854 | 0 | 0 | 0 | 0 | 0 | 0 | -0.003915 | 0.003991
1992 | 345.8958 | 0.01566 | 0 | 0 | 0 | 0 | 0 | -0.00783 | 0.003991
1992 | 345.9063 | 0 | 0 | 0 | 0 | 0 | 0 | 0.003915 | 0.007982
1992 | 345.9167 | 0 | 0 | 0 | 0 | 0 | 0 | -0.00783 | 0
1992 | 345.9271 | 0 | 0 | 0 | 0 | 0 | 0 | 0.019575 | 0.003991
1992 | 345.9375 | 0 | 0 | 0 | 0 | 0 | 0 | 0.011745 | 0.007982
1992 | 345.9479 | 0 | 0 | 0 | 0 | 0 | 0 | 0 | 0
1992 | 345.9583 | 0 | 0 | 0 | 0 | 0 | 0 | 0.003915 | 0.007982
1992 | 345.9688 | 0 | 0 | 0 | 0 | 0 | 0 | -0.00783 | 0
1992 | 345.9792 | 0.05481 | 0 | 0 | 0 | 0 | 0 | -0.019575 | 0.011973
1992 | 345.9896 | 0 | 0 | 0 | 0 | 0 | 0 | -0.003915 | -0.007982
1992 | 346 | 0 | 0 | 0 | 0 | 0 | 0 | 0.02349 | 0.011973
1992 | 346.0104 | 0 | 0 | 0 | 0 | 0 | 0 | 0 | 0.003991
1992 | 346.0208 | 0 | 0 | 0 | 0 | 0 | 0 | 0.01566 | 0.007982
1992 | 346.0313 | 0 | 0 | 0 | 0 | 0 | 0 | -0.011745 | 0
1992 | 346.0417 | 0 | 0 | 0 | 0 | 0 | 0 | 0.03915 | 0.011973
1992 | 346.0521 | 0 | 0 | 0 | 0 | 0 | 0 | 0.00783 | -0.003991
1992 | 346.0625 | 0 | 0 | 0 | 0 | 0 | 0 | -1.1369e-13 | 0.011973
1992 | 346.0729 | 0.03915 | 0 | 0 | 0 | 0 | 0 | -0.00783 | 0.007982
1992 | 346.0833 | 0 | 0 | 0 | 0 | 0 | 0 | 0.03132 | 0.003991
1992 | 346.0938 | 0 | 0 | 0 | 0 | 0 | 0 | 0.003915 | 0.003991
1992 | 346.1042 | 0 | 0 | 0 | 0 | 0 | 0 | 0.00783 | -0.003991
1992 | 346.1146 | 0 | 0 | 0 | 0 | 0 | 0 | 0 | 0.007982
1992 | 346.125 | 0 | 0 | 0 | 0 | 0 | 0 | -0.011745 | -0.003991
1992 | 346.1354 | 0 | 0 | 0 | 0 | 0 | 0 | 0.019575 | -0.003991
1992 | 346.1458 | 0 | 0 | 0 | 0 | 0 | 0 | -0.003915 | 0.011973
1992 | 346.1563 | 0 | 0 | 0 | 0 | 0 | 0 | 0.019575 | 0
1992 | 346.1667 | 0 | 0 | 0 | 0 | 0 | 0 | 0.003915 | 0.003991
1992 | 346.1771 | 0 | 0 | 0 | 0 | 0 | 0 | -0.019575 | -0.003991
1992 | 346.1875 | 0.03915 | 0 | 0 | 0 | 0 | 0 | -0.03132 | 0.003991
1992 | 346.1979 | 0 | 0 | 0 | 0 | 0 | 0 | -0.011745 | 0.007982
1992 | 346.2083 | 0 | 0 | 0 | 0 | 0 | 0 | 0.097875 | 0.015964
1992 | 346.2188 | 0 | 0 | 0 | 0 | 0 | 0 | 0.01566 | 0
1992 | 346.2292 | 0 | 0 | 0 | 0 | 0 | 0 | 0.011745 | 0.003991
1992 | 346.2396 | 0 | 0 | 0.07047 | 0 | 0 | 0 | 0.003915 | -0.003991
1992 | 346.25 | 0 | 0 | 0 | 0 | 0 | 0 | 0.066555 | 0.019955
1992 | 346.2604 | 0 | 0 | 0 | 0 | 0 | 0 | 0.066555 | 0
1992 | 346.2708 | 0 | 0 | 0 | 0 | 0 | 0 | 0 | 0
1992 | 346.2813 | 0 | 0 | 0 | 0 | 0 | 0 | -0.043065 | 0.003991
1992 | 346.2917 | 0 | 0 | 0 | 0 | 0 | 0 | 0.01566 | -0.007982
1992 | 346.3021 | 0 | 0 | 0 | 0 | 0 | 0 | 0.043065 | 0.007982
1992 | 346.3125 | 0 | 0 | 0.11745 | 0 | 0 | 0 | 2.2737e-13 | -0.003991
1992 | 346.3229 | 0 | 0 | 0.19575 | 0 | 0 | 0 | 0.01566 | 0.011973
1992 | 346.3333 | 0 | 0 | 0 | 0 | 0 | 0 | 0.043065 | -0.003991
1992 | 346.3438 | 0 | 0 | 0 | 0 | 0 | 0 | -0.10962 | 0.015964
1992 | 346.3542 | 0 | 0 | 0 | 0 | 0 | 0 | 0.058725 | -0.007982
1992 | 346.3646 | 0 | 0 | 0 | 0 | 0 | 0 | 0.090045 | 0
1992 | 346.375 | 0 | 0 | 0 | 0 | 0 | 0 | 0.10962 | 0.003991
1992 | 346.3854 | 0 | 0 | 0 | 0 | 0 | 0 | -0.003915 | 0.007982
1992 | 346.3958 | 0 | 0 | 0 | 0 | 0 | 0 | 0.02349 | 0
1992 | 346.4063 | 0.01566 | 0 | 0 | 0 | 0 | 0 | -0.043065 | 0.023946
1992 | 346.4167 | 0 | 0 | 0 | 0 | 0 | 0 | 0 | 0.007982
1992 | 346.4271 | 0 | 0 | 0 | 0 | 0 | 0 | 0.082215 | 0.019955
1992 | 346.4375 | 0 | 0 | 0 | 0 | 0 | 0 | 0.00783 | -0.011973
1992 | 346.4479 | 0 | 0 | 0 | 0 | 0 | 0 | -0.043065 | 0.011973
1992 | 346.4583 | 0 | 0 | 0 | 0 | 0 | 0 | 0.06264 | -0.007982
1992 | 346.4688 | 0 | 0 | 0 | 0 | 0 | 0 | 0.097875 | 0.027937
1992 | 346.4792 | 0 | 0 | 0 | 0 | 0 | 0 | 0.066555 | 0.019955
1992 | 346.4896 | 0 | 0 | 0 | 0 | 0 | 0 | -0.003915 | 0.007982
1992 | 346.5 | 0 | 0 | 0 | 0 | 0 | 0 | 0.11354 | 0.003991
1992 | 346.5104 | 0 | 0 | 0 | 0 | 0 | 0 | 0.011745 | 0.011973
1992 | 346.5208 | 0 | 0 | 0 | 0 | 0 | 0 | 0.090045 | -0.003991
1992 | 346.5313 | 0 | 0 | 0 | 0 | 0 | 0 | 0.06264 | 0
1992 | 346.5417 | 0 | 0 | 0 | 0 | 0 | 0 | 0.12136 | 0.027937
1992 | 346.5521 | 0 | 0 | 0 | 0 | 0 | 0 | 0.03915 | -0.007982
1992 | 346.5625 | 0 | 0 | 0 | 0 | 0 | 0 | 0.05481 | 0.027937
1992 | 346.5729 | 0 | 0 | 0 | 0 | 0 | 0 | -0.027405 | 0.015964
1992 | 346.5833 | 0 | 0 | 0 | 0 | 0 | 0 | 0.14094 | 0.007982
1992 | 346.5938 | 0 | 0 | 0 | 0 | 0 | 0 | 0.05481 | -0.019955
1992 | 346.6042 | 0 | 0 | 0 | 0 | 0 | 0 | 0.14486 | 0.035919
1992 | 346.6146 | 0 | 0 | 0 | 0 | 0 | 0 | 0.02349 | 0.011973
1992 | 346.625 | 0 | 0 | 0 | 0 | 0 | 0 | 0.06264 | 0.011973
1992 | 346.6354 | 0 | 0 | 0 | 0 | 0 | 0 | -0.027405 | 0.007982
1992 | 346.6458 | 0 | 0 | 0 | 0 | 0 | 0 | 0.02349 | 0.007982
1992 | 346.6563 | 0 | 0 | 0 | 0 | 0 | 0 | 0.074385 | -0.003991
1992 | 346.6667 | 0 | 0 | 0 | 0 | 0 | 0 | 0.035235 | 0.031928
1992 | 346.6771 | 0 | 0 | 0 | 0 | 0 | 0 | 0.043065 | -0.007982
1992 | 346.6875 | 0 | 0 | 0 | 0 | 0 | 0 | 0.02349 | 0.027937
1992 | 346.6979 | 0 | 0 | 0 | 0 | 0 | 0 | 0.10179 | 0.007982
1992 | 346.7083 | 0 | 0 | 0 | 0 | 0 | 0 | 0.066555 | 0.019955
1992 | 346.7188 | 0 | 0 | 0 | 0 | 0 | 0 | 0.02349 | 0.011973
1992 | 346.7292 | 0 | 0 | 0 | 0 | 0 | 0 | -0.066555 | -0.011973
1992 | 346.7396 | 0 | 0 | 0 | 0 | 0 | 0 | -0.003915 | -0.003991
1992 | 346.75 | 0 | 0 | 0 | 0 | 0 | 0 | 0.097875 | 0.023946
1992 | 346.7604 | 0 | 0 | 0 | 0 | 0 | 0 | -0.02349 | 0
1992 | 346.7708 | 0 | 0 | 0 | 0 | 0 | 0 | 0.027405 | 0.015964
1992 | 346.7813 | 0 | 0 | 0 | 0 | 0 | 0 | 0.03915 | 0.003991
1992 | 346.7917 | 0 | 0 | 0 | 0 | 0 | 0 | 0.03132 | 0
1992 | 346.8021 | 0 | 0 | 0 | 0 | 0 | 0 | 0.003915 | -0.003991
1992 | 346.8125 | 0.04698 | 0 | 0 | 0 | 0 | 0 | -0.003915 | -0.007982
1992 | 346.8229 | 0 | 0 | 0 | 0 | 0 | 0 | 0.003915 | 0.003991
1992 | 346.8333 | 0 | 0 | 0 | 0 | 0 | 0 | 0 | 0.003991
1992 | 346.8438 | 0 | 0 | 0 | 0 | 0 | 0 | -0.03132 | 0.003991
1992 | 346.8542 | 0 | 0 | 0 | 0 | 0 | 0 | -1.1369e-13 | 0.007982
1992 | 346.8646 | 0 | 0 | 0 | 0 | 0 | 0 | 0.019575 | 0.003991
1992 | 346.875 | 0 | 0 | 0 | 0 | 0 | 0 | 0.03132 | 0.003991
1992 | 346.8854 | 0 | 0 | 0 | 0 | 0 | 0 | -0.003915 | 0.007982
1992 | 346.8958 | 0.03915 | 0 | 0 | 0 | 0 | 0 | 0.00783 | 0.007982
1992 | 346.9063 | 0 | 0 | 0 | 0 | 0 | 0 | 1.1369e-13 | -0.007982
1992 | 346.9167 | 0.06264 | 0 | 0 | 0 | 0 | 0 | 0 | 0.007982
1992 | 346.9271 | 0.02349 | 0 | 0 | 0 | 0 | 0 | 0.00783 | 0.007982
1992 | 346.9375 | 0 | 0 | 0 | 0 | 0 | 0 | 0.050895 | 0.007982
1992 | 346.9479 | 0 | 0 | 0 | 0 | 0 | 0 | 0.027405 | 0.019955
1992 | 346.9583 | 0 | 0 | 0 | 0 | 0 | 0 | 0.05481 | 0.003991
1992 | 346.9688 | 0 | 0 | 0 | 0 | 0 | 0 | 0 | 0.007982
1992 | 346.9792 | 0 | 0 | 0 | 0 | 0 | 0 | 0.011745 | 0.011973
1992 | 346.9896 | 0 | 0 | 0 | 0 | 0 | 0 | -0.02349 | 0
1992 | 347 | 0 | 0 | 0 | 0 | 0 | 0 | 0.043065 | 0.007982
1992 | 347.0104 | 0 | 0 | 0 | 0 | 0 | 0 | 0.01566 | 0.007982
1992 | 347.0208 | 0 | 0 | 0 | 0 | 0 | 0 | 0.027405 | 0.003991
1992 | 347.0313 | 0 | 0 | 0 | 0 | 0 | 0 | -0.003915 | -0.003991
1992 | 347.0417 | 0 | 0 | 0 | 0 | 0 | 0 | 0 | 0.011973
1992 | 347.0521 | 0 | 0 | 0 | 0 | 0 | 0 | -0.01566 | -0.007982
1992 | 347.0625 | 0 | 0 | 0 | 0 | 0 | 0 | -0.011745 | 0.011973
1992 | 347.0729 | 0 | 0 | 0 | 0 | 0 | 0 | 0.027405 | 0.003991
1992 | 347.0833 | 0 | 0 | 0 | 0 | 0 | 0 | -0.01566 | -0.003991
1992 | 347.0938 | 0.01566 | 0 | 0 | 0 | 0 | 0 | 0 | 0.007982
1992 | 347.1042 | 0 | 0 | 0 | 0 | 0 | 0 | 0.03132 | 0.011973
1992 | 347.1146 | 0 | 0 | 0 | 0 | 0 | 0 | 0.003915 | -0.003991
1992 | 347.125 | 0 | 0 | 0 | 0 | 0 | 0 | 0 | 0.003991
1992 | 347.1354 | 0 | 0 | 0 | 0 | 0 | 0 | 0 | 0.003991
1992 | 347.1458 | 0 | 0 | 0 | 0 | 0 | 0 | 0.003915 | 1.1369e-13
1992 | 347.1563 | 0.02349 | 0 | 0 | 0 | 0 | 0 | 1.1369e-13 | 0
1992 | 347.1667 | 0 | 0 | 0 | 0 | 0 | 0 | 0.00783 | 0.003991
1992 | 347.1771 | 0 | 0 | 0 | 0 | 0 | 0 | 0.00783 | 0.003991
1992 | 347.1875 | 0 | 0 | 0 | 0 | 0 | 0 | 0.003915 | 0
1992 | 347.1979 | 0 | 0 | 0 | 0 | 0 | 0 | 0.00783 | 0.007982
1992 | 347.2083 | 0 | 0 | 0 | 0 | 0 | 0 | 0.011745 | -1.1369e-13
1992 | 347.2188 | 0 | 0 | 0 | 0 | 0 | 0 | -0.003915 | 0.003991
1992 | 347.2292 | 0 | 0 | 0 | 0 | 0 | 0 | -0.00783 | -0.003991
1992 | 347.2396 | 0 | 0 | 0 | 0 | 0 | 0 | 0.027405 | 0.007982
1992 | 347.25 | 0 | 0 | 0 | 0 | 0 | 0 | -0.00783 | -0.007982
1992 | 347.2604 | 0 | 0 | 0 | 0 | 0 | 0 | 0.003915 | 0.007982
1992 | 347.2708 | 0 | 0 | 0 | 0 | 0 | 0 | -0.003915 | 0
1992 | 347.2813 | 0 | 0 | 0 | 0 | 0 | 0 | -0.003915 | 0.003991
1992 | 347.2917 | 0 | 0 | 0 | 0 | 0 | 0 | 0.02349 | 0.003991
1992 | 347.3021 | 0 | 0 | 0 | 0 | 0 | 0 | -0.019575 | 0
1992 | 347.3125 | 0.01566 | 0 | 0 | 0 | 0 | 0 | 0.02349 | -0.007982
1992 | 347.3229 | 0 | 0 | 0 | 0 | 0 | 0 | 0 | 0.007982
1992 | 347.3333 | 0 | 0 | 0 | 0 | 0 | 0 | -0.011745 | -0.003991
1992 | 347.3438 | 0 | 0 | 0 | 0 | 0 | 0 | 0.019575 | 0.011973
1992 | 347.3542 | 0 | 0 | 0 | 0 | 0 | 0 | 0.00783 | -0.007982
1992 | 347.3646 | 0.00783 | 0 | 0 | 0 | 0 | 0 | -0.00783 | 0.007982
1992 | 347.375 | 0.04698 | 0 | 0 | 0 | 0 | 0 | -0.00783 | 0.011973
1992 | 347.3854 | 0 | 0 | 0 | 0 | 0 | 0 | 0.04698 | -0.007982
1992 | 347.3958 | 0 | 0 | 0 | 0 | 0 | 0 | 0 | 0
1992 | 347.4063 | 0 | 0 | 0 | 0 | 0 | 0 | 0 | 0.011973
1992 | 347.4167 | 0 | 0 | 0 | 0 | 0 | 0 | 0.011745 | 0.019955
1992 | 347.4271 | 0 | 0 | 0 | 0 | 0 | 0 | 0.019575 | 0.015964
1992 | 347.4375 | 0 | 0 | 0 | 0 | 0 | 0 | 0.03132 | 0
1992 | 347.4479 | 0 | 0 | 0 | 0 | 0 | 0 | 0.01566 | 0.035919
1992 | 347.4583 | 0 | 0 | 0 | 0 | 0 | 0 | 0.02349 | 0.031928
1992 | 347.4688 | 0 | 0 | 0 | 0 | 0 | 0 | 0.00783 | 0.03991
1992 | 347.4792 | 0 | 0 | 0 | 0 | 0 | 0 | 0.050895 | 0.031928
1992 | 347.4896 | 0 | 0 | 0 | 0 | 0 | 0 | 0.050895 | 0.03991
1992 | 347.5 | 0 | 0 | 0 | 0 | 0 | 0 | 0 | 0.043901
1992 | 347.5104 | 0 | 0 | 0 | 0 | 0 | 0 | 0.058725 | 0.03991
1992 | 347.5208 | 0 | 0 | 0 | 0 | 0 | 0 | 0.03915 | 0.063856
1992 | 347.5313 | 0 | 0 | 0 | 0 | 0 | 0 | 0.011745 | 0.043901
1992 | 347.5417 | 0 | 0 | 0 | 0 | 0 | 0 | 0.05481 | 0.063856
1992 | 347.5521 | 0 | 0 | 0 | 0 | 0 | 0 | 0.011745 | 0.031928
1992 | 347.5625 | 0 | 0 | 0 | 0 | 0 | 0 | 0.082215 | 0.059865
1992 | 347.5729 | 0 | 0 | 0 | 0 | 0 | 0 | -0.011745 | 0.051883
1992 | 347.5833 | 0 | 0 | 0 | 0 | 0 | 0 | 0.06264 | 0.011973
1992 | 347.5938 | 0 | 0 | 0 | 0 | 0 | 0 | 0.16052 | 0.071838
1992 | 347.6042 | 0 | 0 | 0 | 0 | 0 | 0 | 0.035235 | 0.035919
1992 | 347.6146 | 0 | 0 | 0 | 0 | 0 | 0 | 0.035235 | 0.003991
1992 | 347.625 | 0 | 0 | 0 | 0 | 0 | 0 | 0.05481 | 0.043901
1992 | 347.6354 | 0 | 0 | 0.10179 | 0 | 0 | 0 | -0.00783 | -0.011973
1992 | 347.6458 | 0 | 0 | 0.03132 | 0 | 0 | 0 | -0.011745 | 0.035919
1992 | 347.6563 | 0 | 0 | 0 | 0 | 0 | 0 | 0.11745 | 0.03991
1992 | 347.6667 | 0 | 0 | 0 | 0 | 0 | 0 | 0.082215 | 0.019955
1992 | 347.6771 | 0 | 0 | 0 | 0 | 0 | 0 | 0.10571 | 0.027937
1992 | 347.6875 | 0 | 0 | 0 | 0 | 0 | 0 | 0.08613 | 0.019955
1992 | 347.6979 | 0 | 0 | 0 | 0 | 0 | 0 | 0.027405 | 0.019955
1992 | 347.7083 | 0 | 0 | 0 | 0 | 0 | 0 | 0.027405 | 0.015964
1992 | 347.7188 | 0 | 0 | 0 | 0 | 0 | 0 | 0.027405 | 0
1992 | 347.7292 | 0 | 0 | 0 | 0 | 0 | 0 | -0.035235 | 0.003991
1992 | 347.7396 | 0 | 0 | 0 | 0 | 0 | 0 | 0.01566 | 0
1992 | 347.75 | 0 | 0 | 0 | 0 | 0 | 0 | -0.011745 | 0.015964
1992 | 347.7604 | 0 | 0 | 0.13311 | 0 | 0 | 0 | -0.03132 | 0.003991
1992 | 347.7708 | 0 | 0 | 0 | 0 | 0 | 0 | 0.10179 | 0.011973
1992 | 347.7813 | 0 | 0 | 0 | 0 | 0 | 0 | 0.074385 | 0.019955
1992 | 347.7917 | 0 | 0 | 0 | 0 | 0 | 0 | 0.11353 | 0.015964
1992 | 347.8021 | 0 | 0 | 0 | 0 | 0 | 0 | -0.058725 | 0
1992 | 347.8125 | 0 | 0 | 0 | 0 | 0 | 0 | 0.02349 | 0.007982
1992 | 347.8229 | 0 | 0 | 0 | 0 | 0 | 0 | 0.019575 | 0.011973
1992 | 347.8333 | 0 | 0 | 0 | 0 | 0 | 0 | 0.011745 | 0.003991
1992 | 347.8438 | 0 | 0 | 0.11745 | 0 | 0 | 0 | 0.019575 | -0.059865
1992 | 347.8542 | 0 | 0 | 0.05481 | 0 | 0 | 0 | 0.02349 | 0
1992 | 347.8646 | 0 | 0 | 0 | 0 | 0 | 0 | 0.003915 | 0.015964
1992 | 347.875 | 0 | 0 | 0 | 0 | 0 | 0 | 0.011745 | -0.003991
1992 | 347.8854 | 0 | 0 | 0 | 0 | 0 | 0 | 0.035235 | 0.035919
1992 | 347.8958 | 0 | 0 | 0 | 0 | 0 | 0 | 0.043065 | 0.015964
1992 | 347.9063 | 0 | 0 | 0 | 0 | 0 | 0 | 0.027405 | 0.003991
1992 | 347.9167 | 0 | 0 | 0 | 0 | 0 | 0 | -0.003915 | -0.003991
1992 | 347.9271 | 0.06264 | 0 | 0 | 0 | 0 | 0 | -0.011745 | -0.003991
1992 | 347.9375 | 0 | 0 | 0 | 0 | 0 | 0 | 0.011745 | 0.011973
1992 | 347.9479 | 0 | 0 | 0 | 0 | 0 | 0 | -0.00783 | -0.003991
1992 | 347.9583 | 0 | 0 | 0 | 0 | 0 | 0 | 0.011745 | 0.007982
1992 | 347.9688 | 0 | 0 | 0 | 0 | 0 | 0 | -0.02349 | 0.007982
1992 | 347.9792 | 0 | 0 | 0 | 0 | 0 | 0 | 0.027405 | -0.007982
1992 | 347.9896 | 0 | 0 | 0 | 0 | 0 | 0 | 0.02349 | 0.023946
1992 | 348 | 0 | 0 | 0 | 0 | 0 | 0 | -0.011745 | -0.003991
1992 | 348.0104 | 0 | 0 | 0 | 0 | 0 | 0 | -0.04698 | -0.011973
1992 | 348.0208 | 0 | 0 | 0 | 0 | 0 | 0 | 0.019575 | 0.019955
1992 | 348.0313 | 0 | 0 | 0 | 0 | 0 | 0 | -0.035235 | -0.043901
1992 | 348.0417 | 0.02349 | 0 | 0 | 0 | 0 | 0 | 0.003915 | -0.011973
1992 | 348.0521 | 0 | 0 | 0 | 0 | 0 | 0 | 0.03132 | 0.019955
1992 | 348.0625 | 0 | 0 | 0 | 0 | 0 | 0 | -0.01566 | 0.007982
1992 | 348.0729 | 0 | 0 | 0 | 0 | 0 | 0 | -0.01566 | -0.03991
1992 | 348.0833 | 0.01566 | 0 | 0 | 0 | 0 | 0 | -0.011745 | 0.023946
1992 | 348.0938 | 0.04698 | 0 | 0 | 0 | 0 | 0 | 0.02349 | -0.019955
1992 | 348.1042 | 0 | 0 | 0 | 0 | 0 | 0 | -0.03132 | -0.015964
1992 | 348.1146 | 0 | 0 | 0 | 0 | 0 | 0 | 0.003915 | -0.027937
1992 | 348.125 | 0 | 0 | 0 | 0 | 0 | 0 | 0.03915 | -0.003991
1992 | 348.1354 | 0 | 0.023946 | 0.0783 | 0 | 0 | 0 | 0.003915 | 0.023946
1992 | 348.1458 | 0 | 0 | 0 | 0 | 0 | 0 | 0.035235 | 0.007982
1992 | 348.1563 | 0 | 0 | 0 | 0 | 0 | 0 | 0.03915 | 0.015964
1992 | 348.1667 | 0 | 0.023946 | 0 | 0 | 0 | 0 | -0.0783 | -0.027937
1992 | 348.1771 | 0 | 0 | 0 | 0 | 0 | 0 | 0.058725 | 0.051883
1992 | 348.1875 | 0 | 0 | 0 | 0 | 0 | 0 | -0.00783 | 0.035919
1992 | 348.1979 | 0 | 0 | 0 | 0 | 0 | 0 | 0.04698 | -0.003991
1992 | 348.2083 | 0 | 0 | 0.03915 | 0.055874 | 0 | 0 | -0.097875 | 0.027937
1992 | 348.2188 | 0 | 0 | 0 | 0 | 0 | 0 | 0.08613 | 0.047892
1992 | 348.2292 | 0 | 0 | 0.11745 | 0.047892 | 0 | 0 | 0.066555 | 0.027937
1992 | 348.2396 | 0 | 0 | 0 | 0.11175 | 0 | 0 | 0.003915 | 0.083811
1992 | 348.25 | 0 | 0 | 0.08613 | 0 | 0 | 0 | 0.01566 | 0.03991
1992 | 348.2604 | 0 | 0 | 0 | 0 | 0 | 0 | 0.09396 | 0.043901
1992 | 348.2708 | 0 | 0 | 0 | 0 | 0 | 0 | -0.043065 | 0.03991
1992 | 348.2813 | 0 | 0 | 0 | 0 | 0 | 0 | 0.10179 | 0.071838
1992 | 348.2917 | 0 | 0 | 0 | 0.055874 | 0 | 0 | 0.01566 | 0.019955
1992 | 348.3021 | 0 | 0 | 0 | 0 | 0 | 0 | -0.01566 | -0.007982
1992 | 348.3125 | 0 | 0 | 0 | 0.055874 | 0 | 0 | 0.082215 | 0.091793
1992 | 348.3229 | 0 | 0 | 0.14877 | 0.031928 | 0 | 0 | 0.027405 | -0.051883
1992 | 348.3333 | 0 | 0 | 0.10962 | 0.087802 | 0 | 0 | -0.003915 | 0.015964
1992 | 348.3438 | 0 | 0 | 0.03915 | 0.10377 | 0 | 0 | -1.1369e-13 | 0.015964
1992 | 348.3542 | 0 | 0 | 0.18009 | 0.19955 | 0 | 0 | 0 | -1.1369e-13
1992 | 348.3646 | 0 | 0 | 0.13311 | 0.16762 | 0 | 0 | 0.011745 | 0.031928
1992 | 348.375 | 0 | 0 | 0 | 0 | 0 | 0 | 0.06264 | 0.031928
1992 | 348.3854 | 0 | 0 | 0.06264 | 0.15964 | 0 | 0 | 0.003915 | 0.023946
1992 | 348.3958 | 0 | 0 | 0.07047 | 0.1756 | 0 | 0 | 2.2737e-13 | 0
1992 | 348.4063 | 0 | 0 | 0.12528 | 0.11175 | 0 | 0 | 0.003915 | -0.015964
1992 | 348.4167 | 0 | 0 | 0 | 0 | 0 | 0 | 0.01566 | -0.031928
1992 | 348.4271 | 0 | 0 | 0.13311 | 0.2235 | 0 | 0 | -0.003915 | 0.055874
1992 | 348.4375 | 0 | 0 | 0 | 0 | 0 | 0 | 0.00783 | -0.055874
1992 | 348.4479 | 0 | 0 | 0.12528 | 0.19157 | 0 | 0 | -0.01566 | 1.1369e-13
1992 | 348.4583 | 0 | 0 | 0.13311 | 0.11175 | 0 | 0 | -0.019575 | -1.1369e-13
1992 | 348.4688 | 0 | 0 | 0.05481 | 0.095784 | 0 | 0 | 0.01566 | 0.087802
1992 | 348.4792 | 0 | 0 | 0 | 0 | 0 | 0 | 0.1292 | -0.043901
1992 | 348.4896 | 0 | 0 | 0.16443 | 0 | 0 | 0 | 0.10962 | -0.011973
1992 | 348.5 | 0 | 0 | 0 | 0 | 0 | 0 | 0.11745 | 0.023946
1992 | 348.5104 | 0 | 0 | 0 | 0 | 0 | 0 | -0.003915 | -0.027937
1992 | 348.5208 | 0.02349 | 0 | 0 | 0 | 0 | 0 | 0.02349 | 0.015964
1992 | 348.5313 | 0 | 0 | 0 | 0 | 0 | 0 | 0.16443 | 0.087802
1992 | 348.5417 | 0 | 0 | 0 | 0 | 0 | 0 | 0.07047 | 0.027937
1992 | 348.5521 | 0 | 0 | 0 | 0 | 0 | 0 | 0.043065 | -0.007982
1992 | 348.5625 | 0 | 0 | 0 | 0 | 0 | 0 | -0.04698 | 0.03991
1992 | 348.5729 | 0 | 0 | 0 | 0 | 0 | 0 | 0.043065 | 0
1992 | 348.5833 | 0 | 0 | 0 | 0 | 0 | 0 | 0.03132 | -0.003991
1992 | 348.5938 | 0 | 0 | 0 | 0 | 0 | 0 | 0.027405 | 0.015964
1992 | 348.6042 | 0 | 0 | 0 | 0 | 0 | 0 | 0.02349 | 0.015964
1992 | 348.6146 | 0 | 0 | 0 | 0 | 0 | 0 | 0.050895 | 0.031928
1992 | 348.625 | 0 | 0 | 0 | 0 | 0 | 0 | 0.011745 | 0.011973
1992 | 348.6354 | 0 | 0 | 0 | 0 | 0 | 0 | -0.019575 | 0.047892
1992 | 348.6458 | 0 | 0 | 0 | 0 | 0 | 0 | 0.090045 | 0.047892
1992 | 348.6563 | 0 | 0 | 0 | 0 | 0 | 0 | 0.003915 | -0.015964
1992 | 348.6667 | 0 | 0 | 0 | 0 | 0 | 0 | 0.035235 | 0.007982
1992 | 348.6771 | 0 | 0 | 0 | 0 | 0 | 0 | -0.050895 | -0.011973
1992 | 348.6875 | 0 | 0 | 0 | 0 | 0 | 0 | 0.04698 | 0.027937
1992 | 348.6979 | 0 | 0 | 0 | 0 | 0 | 0 | 0.011745 | 0.007982
1992 | 348.7083 | 0 | 0 | 0 | 0 | 0 | 0 | 0.02349 | 0.051883
1992 | 348.7188 | 0 | 0 | 0 | 0 | 0 | 0 | 0.00783 | -0.011973
1992 | 348.7292 | 0.02349 | 0 | 0 | 0 | 0 | 0 | 0.03132 | 0.027937
1992 | 348.7396 | 0 | 0 | 0 | 0 | 0 | 0 | 0.019575 | 0
1992 | 348.75 | 0 | 0 | 0 | 0 | 0 | 0 | 0.00783 | 0.031928
1992 | 348.7604 | 0 | 0 | 0 | 0 | 0 | 0 | 0.027405 | 0.031928
1992 | 348.7708 | 0 | 0 | 0.11745 | 0 | 0 | 0 | 0.019575 | -0.051883
1992 | 348.7813 | 0 | 0 | 0 | 0 | 0 | 0 | 0.035235 | 0.011973
1992 | 348.7917 | 0 | 0 | 0 | 0 | 0 | 0 | 0.12136 | 0.11973
1992 | 348.8021 | 0 | 0 | 0 | 0 | 0 | 0 | 0.043065 | -0.011973
1992 | 348.8125 | 0 | 0 | 0 | 0 | 0 | 0 | 0 | 0.051883
1992 | 348.8229 | 0.03915 | 0 | 0 | 0 | 0 | 0 | 1.1369e-13 | -0.10377
1992 | 348.8333 | 0 | 0 | 0 | 0 | 0 | 0 | 0.066555 | 0.12372
1992 | 348.8438 | 0 | 0 | 0 | 0 | 0 | 0 | 0 | -0.019955
1992 | 348.8542 | 0 | 0 | 0 | 0 | 0 | 0 | 0.011745 | 0.035919
1992 | 348.8646 | 0 | 0 | 0 | 0 | 0 | 0 | 0.03132 | 0.007982
1992 | 348.875 | 0 | 0 | 0 | 0 | 0 | 0 | 0.04698 | -0.003991
1992 | 348.8854 | 0 | 0 | 0 | 0 | 0 | 0 | -0.02349 | 0.023946
1992 | 348.8958 | 0 | 0 | 0 | 0 | 0 | 0 | 0.01566 | 0.003991
1992 | 348.9063 | 0 | 0 | 0 | 0 | 0 | 0 | 0.019575 | -0.003991
1992 | 348.9167 | 0 | 0 | 0 | 0 | 0 | 0 | 0.03132 | 0.027937
1992 | 348.9271 | 0 | 0 | 0 | 0 | 0 | 0 | -0.003915 | 0.003991
1992 | 348.9375 | 0.03915 | 0 | 0 | 0 | 0 | 0 | 0.03915 | -0.031928
1992 | 348.9479 | 0 | 0 | 0 | 0 | 0 | 0 | -0.003915 | -0.015964
1992 | 348.9583 | 0 | 0 | 0 | 0 | 0 | 0 | 0.003915 | 0.07982
1992 | 348.9688 | 0 | 0 | 0 | 0 | 0 | 0 | -0.019575 | 0.023946
1992 | 348.9792 | 0.03915 | 0 | 0 | 0 | 0 | 0 | 0.01566 | -0.051883
1992 | 348.9896 | 0 | 0 | 0 | 0 | 0 | 0 | 0.05481 | 0.055874
1992 | 349 | 0 | 0 | 0 | 0 | 0 | 0 | -0.043065 | -0.035919
1992 | 349.0104 | #N/A | 0 | #N/A | 0 | 0 | 0 | #N/A | 0.003991
1992 | 349.0208 | #N/A | 0 | #N/A | 0.063856 | 0 | 0 | #N/A | 0.003991
1992 | 349.0313 | #N/A | 0 | #N/A | 0.15964 | 0 | 0 | #N/A | 0.007982
1992 | 349.0417 | #N/A | 0 | #N/A | 0.2235 | 0 | 0 | #N/A | 0.003991
1992 | 349.0521 | #N/A | 0 | #N/A | 0.27139 | 0 | 0 | #N/A | 2.2737e-13
1992 | 349.0625 | #N/A | 0 | #N/A | 0.33524 | 0 | 0 | #N/A | 0
1992 | 349.0729 | #N/A | 0 | #N/A | 0.34323 | 0 | 0 | #N/A | 0
1992 | 349.0833 | #N/A | 0 | #N/A | 0.18359 | 0 | 0 | #N/A | 1.1369e-13
1992 | 349.0938 | #N/A | 0 | #N/A | 0.58269 | 0 | 0 | #N/A | -1.1369e-13
1992 | 349.1042 | #N/A | 0 | #N/A | 0.46296 | 0 | 0 | #N/A | 0
1992 | 349.1146 | #N/A | 0 | #N/A | 0.27937 | 0 | 0 | #N/A | 2.2737e-13
1992 | 349.125 | #N/A | 0 | #N/A | 0.19955 | 0 | 0 | #N/A | -1.1369e-13
1992 | 349.1354 | #N/A | 0 | #N/A | 0.13569 | 0 | 0 | #N/A | 0.007982
1992 | 349.1458 | #N/A | 0 | #N/A | 0.43901 | 0 | 0 | #N/A | -1.1369e-13
1992 | 349.1563 | #N/A | 0 | #N/A | 0.26341 | 0 | 0 | #N/A | 0
1992 | 349.1667 | #N/A | 0 | #N/A | 0.33524 | 0 | 0 | #N/A | 1.1369e-13
1992 | 349.1771 | #N/A | 0 | #N/A | 0.35919 | 0 | 0 | #N/A | 0
1992 | 349.1875 | #N/A | 0 | #N/A | 0.19955 | 0 | 0 | #N/A | -2.2737e-13
1992 | 349.1979 | #N/A | 0 | #N/A | 0.41506 | 0 | 0 | #N/A | 1.1369e-13
1992 | 349.2083 | #N/A | 0 | #N/A | 0.36717 | 0 | 0 | #N/A | 0
1992 | 349.2188 | #N/A | 0 | #N/A | 0.1756 | 0 | 0 | #N/A | 0
1992 | 349.2292 | #N/A | 0 | #N/A | 0.27139 | 0 | 0 | #N/A | -2.2737e-13
1992 | 349.2396 | #N/A | 0 | #N/A | 0.32726 | 0 | 0 | #N/A | -1.1369e-13
1992 | 349.25 | #N/A | 0 | #N/A | 0.27937 | 0 | 0 | #N/A | 0
1992 | 349.2604 | #N/A | 0 | #N/A | 0.30332 | 0 | 0 | #N/A | 0.015964
1992 | 349.2708 | #N/A | 0 | #N/A | 0.15964 | 0 | 0 | #N/A | -1.1369e-13
1992 | 349.2813 | #N/A | 0 | #N/A | 0.18359 | 0 | 0 | #N/A | 1.1369e-13
1992 | 349.2917 | #N/A | 0 | #N/A | 0.35121 | 0 | 0 | #N/A | 0
1992 | 349.3021 | #N/A | 0 | #N/A | 0.49488 | 0 | 0 | #N/A | -1.1369e-13
1992 | 349.3125 | #N/A | 0 | #N/A | 0.39112 | 0 | 0 | #N/A | 0
1992 | 349.3229 | #N/A | 0 | #N/A | 0.38314 | 0 | 0 | #N/A | 0
1992 | 349.3333 | #N/A | 0 | #N/A | 0.12771 | 0 | 0 | #N/A | 0
1992 | 349.3438 | #N/A | 0 | #N/A | 0.1756 | 0 | 0 | #N/A | 0
1992 | 349.3542 | #N/A | 0 | #N/A | 0.42305 | 0 | 0 | #N/A | -1.1369e-13
1992 | 349.3646 | #N/A | 0 | #N/A | 0.16762 | 0 | 0 | #N/A | -1.1369e-13
1992 | 349.375 | #N/A | 0 | #N/A | 0.30332 | 0 | 0 | #N/A | 0
1992 | 349.3854 | #N/A | 0 | #N/A | 0.50287 | 0 | 0 | #N/A | 1.1369e-13
1992 | 349.3958 | #N/A | 0 | #N/A | 0.24744 | 0 | 0 | #N/A | 0
1992 | 349.4063 | #N/A | 0 | #N/A | 0.2235 | 0 | 0 | #N/A | -1.1369e-13
1992 | 349.4167 | #N/A | 0 | #N/A | 0.28735 | 0 | 0 | #N/A | 1.1369e-13
1992 | 349.4271 | #N/A | 0 | #N/A | 0.18359 | 0 | 0 | #N/A | -1.1369e-13
1992 | 349.4375 | #N/A | 0 | #N/A | 0.11973 | 0 | 0 | #N/A | 0
1992 | 349.4479 | #N/A | 0 | #N/A | 0.007982 | 0 | 0 | #N/A | -0.003991
1992 | 349.4583 | #N/A | 0 | #N/A | 0 | 0 | 0 | #N/A | 0.003991
1992 | 349.4688 | #N/A | 0 | #N/A | 0.095784 | 0 | 0 | #N/A | 1.1369e-13
1992 | 349.4792 | #N/A | 0 | #N/A | 0.023946 | 0 | 0 | #N/A | -0.003991
1992 | 349.4896 | #N/A | 0 | #N/A | 0.063856 | 0 | 0 | #N/A | 0.003991
1992 | 349.5 | #N/A | 0 | #N/A | 0.095784 | 0 | 0 | #N/A | 0
1992 | 349.5104 | #N/A | 0 | #N/A | 0.055874 | 0 | 0 | #N/A | 0.015964
1992 | 349.5208 | #N/A | 0 | #N/A | 0.055874 | 0 | 0 | #N/A | 0
1992 | 349.5313 | #N/A | 0 | #N/A | 0.07982 | 0 | 0 | #N/A | 0.011973
1992 | 349.5417 | #N/A | 0 | #N/A | 0.03991 | 0 | 0 | #N/A | -0.027937
1992 | 349.5521 | #N/A | 0 | #N/A | 0.071838 | 0 | 0 | #N/A | 0.035919
1992 | 349.5625 | #N/A | 0 | #N/A | 0 | 0 | 0 | #N/A | 0.027937
1992 | 349.5729 | #N/A | 0.023946 | #N/A | 0 | 0 | 0 | #N/A | 0.003991
1992 | 349.5833 | #N/A | 0 | #N/A | 0 | 0 | 0 | #N/A | 0.015964
1992 | 349.5938 | #N/A | 0 | #N/A | 0 | 0 | 0 | #N/A | 0.015964
1992 | 349.6042 | #N/A | 0 | #N/A | 0 | 0 | 0 | #N/A | 0.10776
1992 | 349.6146 | #N/A | 0 | #N/A | 0 | 0 | 0 | #N/A | 0.043901
1992 | 349.625 | #N/A | 0 | #N/A | 0 | 0 | 0 | #N/A | -0.007982
1992 | 349.6354 | #N/A | 0 | #N/A | 0 | 0 | 0 | #N/A | 0.015964
1992 | 349.6458 | #N/A | 0 | #N/A | 0 | 0 | 0 | #N/A | -0.03991
1992 | 349.6563 | #N/A | 0 | #N/A | 0 | 0 | 0 | #N/A | 0.023946
1992 | 349.6667 | #N/A | 0 | #N/A | 0 | 0 | 0 | #N/A | -0.015964
1992 | 349.6771 | #N/A | 0 | #N/A | 0 | 0 | 0 | #N/A | 0.031928
1992 | 349.6875 | #N/A | 0 | #N/A | 0 | 0 | 0 | #N/A | 0.035919
1992 | 349.6979 | #N/A | 0 | #N/A | 0 | 0 | 0 | #N/A | 1.1369e-13
1992 | 349.7083 | #N/A | 0 | #N/A | 0 | 0 | 0 | #N/A | -0.003991
1992 | 349.7188 | #N/A | 0.023946 | #N/A | 0 | 0 | 0 | #N/A | -0.011973
1992 | 349.7292 | #N/A | 0 | #N/A | 0 | 0 | 0 | #N/A | -0.007982
1992 | 349.7396 | #N/A | 0.023946 | #N/A | 0 | 0 | 0 | #N/A | -1.1369e-13
1992 | 349.75 | #N/A | 0.015964 | #N/A | 0 | 0 | 0 | #N/A | 0
1992 | 349.7604 | #N/A | 0.031928 | #N/A | 0 | 0 | 0 | #N/A | 0
1992 | 349.7708 | #N/A | 0.015964 | #N/A | 0 | 0 | 0 | #N/A | 0.007982
1992 | 349.7813 | #N/A | 0.023946 | #N/A | 0 | 0 | 0 | #N/A | -0.007982
1992 | 349.7917 | #N/A | 0 | #N/A | 0 | 0 | 0 | #N/A | 1.1369e-13
1992 | 349.8021 | #N/A | 0.007982 | #N/A | 0 | 0 | 0 | #N/A | 0
1992 | 349.8125 | #N/A | 0 | #N/A | 0 | 0 | 0 | #N/A | 0.007982
1992 | 349.8229 | #N/A | 0.015964 | #N/A | 0 | 0 | 0 | #N/A | -0.003991
1992 | 349.8333 | #N/A | 0 | #N/A | 0 | 0 | 0 | #N/A | -0.003991
1992 | 349.8438 | #N/A | 0.007982 | #N/A | 0 | 0 | 0 | #N/A | 1.1369e-13
1992 | 349.8542 | #N/A | 0 | #N/A | 0 | 0 | 0 | #N/A | 0
1992 | 349.8646 | #N/A | 0.007982 | #N/A | 0 | 0 | 0 | #N/A | 0
1992 | 349.875 | #N/A | 0.007982 | #N/A | 0 | 0 | 0 | #N/A | 0.003991
1992 | 349.8854 | #N/A | 0 | #N/A | 0 | 0 | 0 | #N/A | -0.003991
1992 | 349.8958 | #N/A | 0 | #N/A | 0 | 0 | 0 | #N/A | 0
1992 | 349.9063 | #N/A | 0 | #N/A | 0 | 0 | 0 | #N/A | 0
1992 | 349.9167 | #N/A | 0.007982 | #N/A | 0 | 0 | 0 | #N/A | 0
1992 | 349.9271 | #N/A | 0 | #N/A | 0 | 0 | 0 | #N/A | 0
1992 | 349.9375 | #N/A | 0.007982 | #N/A | 0 | 0 | 0 | #N/A | -1.1369e-13
1992 | 349.9479 | #N/A | 0.007982 | #N/A | 0 | 0 | 0 | #N/A | 0
1992 | 349.9583 | #N/A | 0 | #N/A | 0 | 0 | 0 | #N/A | 0.003991
1992 | 349.9688 | #N/A | 0 | #N/A | 0 | 0 | 0 | #N/A | -0.007982
1992 | 349.9792 | #N/A | 0 | #N/A | 0 | 0 | 0 | #N/A | 0.007982
1992 | 349.9896 | #N/A | 0 | #N/A | 0 | 0 | 0 | #N/A | 0.007982
1992 | 350 | #N/A | 0 | #N/A | 0 | 0 | 0 | #N/A | 0.003991
1992 | 350.0104 | 0 | 0 | 0 | 0 | 0 | 0 | 0.00783 | 0.015964
1992 | 350.0208 | 0 | 0 | 0 | 0 | 0 | 0 | 0.090045 | 0.003991
1992 | 350.0313 | 0 | 0 | 0 | 0 | 0 | 0 | 0.003915 | -0.003991
1992 | 350.0417 | 0 | 0 | 0 | 0 | 0 | 0 | 0.02349 | -0.003991
1992 | 350.0521 | 0 | 0 | 0 | 0 | 0 | 0 | 0.03915 | -0.003991
1992 | 350.0625 | 0 | 0.007982 | 0 | 0 | 0 | 0 | 0 | 0
1992 | 350.0729 | 0 | 0.015964 | 0 | 0 | 0 | 0 | 0 | 0
1992 | 350.0833 | 0.05481 | 0.007982 | 0 | 0 | 0 | 0 | 2.2737e-13 | 0
1992 | 350.0938 | 0.03132 | 0.007982 | 0 | 0 | 0 | 0 | 0 | 0
1992 | 350.1042 | 0 | 0 | 0 | 0 | 0 | 0 | 0.03132 | 0
1992 | 350.1146 | 0.02349 | 0 | 0 | 0 | 0 | 0 | -0.035235 | 0
1992 | 350.125 | 0.02349 | 0.007982 | 0 | 0 | 0 | 0 | 0.003915 | 0
1992 | 350.1354 | 0 | 0 | 0 | 0 | 0 | 0 | 0.01566 | 0
1992 | 350.1458 | 0.06264 | 0 | 0 | 0 | 0 | 0 | 0.027405 | 0
1992 | 350.1563 | 0 | 0 | 0 | 0 | 0 | 0 | -0.01566 | 0
1992 | 350.1667 | 0 | 0.007982 | 0 | 0 | 0 | 0 | -0.035235 | -0.003991
1992 | 350.1771 | 0 | 0 | 0 | 0 | 0 | 0 | 0.01566 | 0
1992 | 350.1875 | 0 | 0 | 0 | 0 | 0 | 0 | 0.04698 | 0.003991
1992 | 350.1979 | 0 | 0 | 0 | 0 | 0 | 0 | -0.04698 | -0.003991
1992 | 350.2083 | 0 | 0 | 0 | 0 | 0 | 0 | 0.00783 | -0.003991
1992 | 350.2188 | 0.05481 | 0.007982 | 0 | 0 | 0 | 0 | 0.01566 | -0.003991
1992 | 350.2292 | 0 | 0 | 0 | 0 | 0 | 0 | 0 | 0.003991
1992 | 350.2396 | 0 | 0 | 0 | 0 | 0 | 0 | -0.02349 | -0.007982
1992 | 350.25 | 0 | 0 | 0 | 0 | 0 | 0 | 0.011745 | 0
1992 | 350.2604 | 0.00783 | 0.007982 | 0 | 0 | 0 | 0 | -0.019575 | 1.1369e-13
1992 | 350.2708 | 0 | 0.007982 | 0 | 0 | 0 | 0 | 0.00783 | 0
1992 | 350.2813 | 0.04698 | 0 | 0 | 0 | 0 | 0 | 0.019575 | 0
1992 | 350.2917 | 0 | 0 | 0 | 0 | 0 | 0 | 0.003915 | 0
1992 | 350.3021 | 0 | 0 | 0 | 0 | 0 | 0 | -1.1369e-13 | 0.003991
1992 | 350.3125 | 0 | 0 | 0 | 0 | 0 | 0 | -0.03132 | 0.003991
1992 | 350.3229 | 0.10962 | 0 | 0 | 0 | 0 | 0 | 1.1369e-13 | 0.003991
1992 | 350.3333 | 0 | 0 | 0 | 0 | 0 | 0 | 0.035235 | 0.003991
1992 | 350.3438 | 0 | 0 | 0 | 0 | 0 | 0 | 0.08613 | 0.019955
1992 | 350.3542 | 0 | 0 | 0 | 0 | 0 | 0 | 0.019575 | 0.007982
1992 | 350.3646 | 0.02349 | 0 | 0 | 0 | 0 | 0 | -0.01566 | -0.007982
1992 | 350.375 | 0.00783 | 0 | 0 | 0 | 0 | 0 | 0.035235 | 0.003991
1992 | 350.3854 | 0 | 0 | 0 | 0 | 0 | 0 | 0.066555 | 0.023946
1992 | 350.3958 | 0 | 0 | 0 | 0 | 0 | 0 | 0.01566 | 0.031928
1992 | 350.4063 | 0 | 0 | 0 | 0 | 0 | 0 | 0.003915 | 0.027937
1992 | 350.4167 | 0 | 0 | 0 | 0 | 0 | 0 | 0.03132 | 0.019955
1992 | 350.4271 | 0 | 0 | 0 | 0 | 0 | 0 | 0.043065 | 0.015964
1992 | 350.4375 | 0 | 0 | 0 | 0 | 0 | 0 | 0.090045 | 0.031928
1992 | 350.4479 | 0 | 0 | 0 | 0 | 0 | 0 | -0.003915 | -0.007982
1992 | 350.4583 | 0 | 0 | 0 | 0 | 0 | 0 | 0.074385 | 0.007982
1992 | 350.4688 | 0 | 0 | 0 | 0 | 0 | 0 | 0.003915 | 0.015964
1992 | 350.4792 | 0 | 0 | 0 | 0 | 0 | 0 | 0.011745 | 0.011973
1992 | 350.4896 | 0 | 0 | 0 | 0 | 0 | 0 | 0 | -0.011973
1992 | 350.5 | 0 | 0 | 0 | 0 | 0 | 0 | 0.03915 | 0.019955
1992 | 350.5104 | 0 | 0 | 0 | 0 | 0 | 0 | 0.01566 | 0.035919
1992 | 350.5208 | 0 | 0 | 0 | 0 | 0 | 0 | 0.00783 | 0.027937
1992 | 350.5313 | 0 | 0 | 0 | 0 | 0 | 0 | 0.003915 | 0.035919
1992 | 350.5417 | 0.05481 | 0 | 0 | 0 | 0 | 0 | 0.011745 | 0.003991
1992 | 350.5521 | 0 | 0 | 0 | 0 | 0 | 0 | 0.011745 | 0.019955
1992 | 350.5625 | 0 | 0 | 0 | 0 | 0 | 0 | 0.02349 | 0.023946
1992 | 350.5729 | 0 | 0 | 0 | 0 | 0 | 0 | -0.003915 | 0.031928
1992 | 350.5833 | 0 | 0 | 0 | 0 | 0 | 0 | 0.03915 | 0.047892
1992 | 350.5938 | 0 | 0 | 0 | 0 | 0 | 0 | 0.003915 | 0.015964
1992 | 350.6042 | 0.03132 | 0 | 0 | 0 | 0 | 0 | 1.1369e-13 | 0.035919
1992 | 350.6146 | 0.00783 | 0 | 0 | 0 | 0 | 0 | 0 | 0.007982
1992 | 350.625 | 0 | 0 | 0 | 0 | 0 | 0 | 0.04698 | 0.035919
1992 | 350.6354 | 0 | 0 | 0 | 0 | 0 | 0 | 0.03915 | 0.027937
1992 | 350.6458 | 0 | 0 | 0 | 0 | 0 | 0 | -0.003915 | 0.015964
1992 | 350.6563 | 0 | 0 | 0 | 0 | 0 | 0 | -0.019575 | 0.007982
1992 | 350.6667 | 0 | 0 | 0 | 0 | 0 | 0 | 0.0783 | 0.027937
1992 | 350.6771 | 0 | 0 | 0 | 0 | 0 | 0 | 0.019575 | 0.011973
1992 | 350.6875 | 0 | 0 | 0 | 0 | 0 | 0 | -0.011745 | 0
1992 | 350.6979 | 0 | 0 | 0 | 0 | 0 | 0 | 0.03915 | 0
1992 | 350.7083 | 0 | 0 | 0 | 0 | 0 | 0 | 0.00783 | -0.003991
1992 | 350.7188 | 0 | 0.015964 | 0 | 0 | 0 | 0 | -0.003915 | 0
1992 | 350.7292 | 0 | 0.031928 | 0 | 0 | 0 | 0 | 0.01566 | 0
1992 | 350.7396 | 0 | 0.023946 | 0 | 0 | 0 | 0 | 0.003915 | -1.1369e-13
1992 | 350.75 | 0 | 0.03991 | 0 | 0 | 0 | 0 | 0.003915 | -1.1369e-13
1992 | 350.7604 | 0 | 0.031928 | 0 | 0 | 0 | 0 | -0.003915 | -1.1369e-13
1992 | 350.7708 | 0 | 0.03991 | 0 | 0 | 0 | 0 | 0.003915 | 0
1992 | 350.7813 | 0 | 0.015964 | 0 | 0 | 0 | 0 | 0 | 1.1369e-13
1992 | 350.7917 | 0 | 0.031928 | 0 | 0 | 0 | 0 | 0 | 0
1992 | 350.8021 | 0 | 0.015964 | 0 | 0 | 0 | 0 | 0.003915 | 0
1992 | 350.8125 | 0 | 0.007982 | 0 | 0 | 0 | 0 | -0.00783 | 0
1992 | 350.8229 | 0 | 0.007982 | 0 | 0 | 0 | 0 | -0.003915 | -0.007982
1992 | 350.8333 | 0 | 0 | 0 | 0 | 0 | 0 | 0 | -0.007982
1992 | 350.8438 | 0 | 0.007982 | 0 | 0 | 0 | 0 | -0.003915 | -0.003991
1992 | 350.8542 | 0 | 0 | 0 | 0 | 0 | 0 | 0 | -0.003991
1992 | 350.8646 | 0 | 0 | 0 | 0 | 0 | 0 | 0 | 1.1369e-13
1992 | 350.875 | 0 | 0.007982 | 0 | 0 | 0 | 0 | 0.003915 | -0.003991
1992 | 350.8854 | 0 | 0 | 0 | 0 | 0 | 0 | -0.00783 | 0
1992 | 350.8958 | 0 | 0 | 0 | 0 | 0 | 0 | -0.00783 | -0.003991
1992 | 350.9063 | 0 | 0 | 0 | 0 | 0 | 0 | 0 | -0.003991
1992 | 350.9167 | 0 | 0 | 0 | 0 | 0 | 0 | 0 | 0.011973
1992 | 350.9271 | 0.02349 | 0 | 0 | 0 | 0 | 0 | -0.00783 | 0.011973
1992 | 350.9375 | 0 | 0 | 0 | 0 | 0 | 0 | 0.011745 | -0.003991
1992 | 350.9479 | 0 | 0 | 0 | 0 | 0 | 0 | 0 | 0.007982
1992 | 350.9583 | 0 | 0 | 0 | 0 | 0 | 0 | 0 | 0.003991
1992 | 350.9688 | 0 | 0 | 0 | 0 | 0 | 0 | -0.00783 | -0.003991
1992 | 350.9792 | 0.00783 | 0 | 0 | 0 | 0 | 0 | 0 | 0.015964
1992 | 350.9896 | 0.00783 | 0 | 0 | 0 | 0 | 0 | -0.003915 | 0.003991
1992 | 351 | 0 | 0 | 0 | 0 | 0 | 0 | 0 | 0.015964
1992 | 351.0104 | 0 | 0 | 0 | 0 | 0 | 0 | 0.00783 | 0.015964
1992 | 351.0208 | 0 | 0 | 0 | 0 | 0 | 0 | 0.003915 | 0.011973
1992 | 351.0313 | 0 | 0 | 0 | 0 | 0 | 0 | 0.01566 | 0.027937
1992 | 351.0417 | 0 | 0 | 0 | 0 | 0 | 0 | 0.027405 | 0.031928
1992 | 351.0521 | 0 | 0 | 0 | 0 | 0 | 0 | 0.02349 | 0.019955
1992 | 351.0625 | 0 | 0 | 0 | 0 | 0 | 0 | 0.02349 | 0.007982
1992 | 351.0729 | 0 | 0 | 0 | 0 | 0 | 0 | 0.011745 | -0.007982
1992 | 351.0833 | 0 | 0.023946 | 0 | 0 | 0 | 0 | 0.01566 | -1.1369e-13
1992 | 351.0938 | 0 | 0.007982 | 0 | 0 | 0 | 0 | 0.00783 | 0
1992 | 351.1042 | 0 | 0.007982 | 0 | 0 | 0 | 0 | 0 | 0
1992 | 351.1146 | 0 | 0.007982 | 0 | 0 | 0 | 0 | -0.00783 | 0
1992 | 351.125 | 0.01566 | 0 | 0 | 0 | 0 | 0 | 0 | 0
1992 | 351.1354 | 0.00783 | 0 | 0 | 0 | 0 | 0 | 0.003915 | 0.011973
1992 | 351.1458 | 0.00783 | 0.007982 | 0 | 0 | 0 | 0 | -0.003915 | -0.003991
1992 | 351.1563 | 0.01566 | 0.007982 | 0 | 0 | 0 | 0 | 0 | 0
1992 | 351.1667 | 0.03915 | 0 | 0 | 0 | 0 | 0 | 0 | -0.003991
1992 | 351.1771 | 0.00783 | 0 | 0 | 0 | 0 | 0 | 0 | 0.023946
1992 | 351.1875 | 0 | 0 | 0 | 0 | 0 | 0 | 0 | 0.03991
1992 | 351.1979 | 0 | 0 | 0 | 0 | 0 | 0 | 0.02349 | 0.035919
1992 | 351.2083 | 0 | 0 | 0 | 0 | 0 | 0 | 0.03915 | 0.027937
1992 | 351.2188 | 0 | 0 | 0 | 0 | 0 | 0 | 0.03132 | 0.019955
1992 | 351.2292 | 0 | 0 | 0 | 0 | 0 | 0 | 0.019575 | 0.007982
1992 | 351.2396 | 0 | 0 | 0 | 0 | 0 | 0 | 0.01566 | 0.003991
1992 | 351.25 | 0 | 0.007982 | 0 | 0 | 0 | 0 | 0.011745 | -0.003991
1992 | 351.2604 | 0 | 0.015964 | 0 | 0 | 0 | 0 | 0.00783 | 1.1369e-13
1992 | 351.2708 | 0 | 0.007982 | 0 | 0 | 0 | 0 | 0.01566 | 0.015964
1992 | 351.2813 | 0 | 0 | 0 | 0 | 0 | 0 | -0.027405 | -0.015964
1992 | 351.2917 | 0 | 0.007982 | 0 | 0 | 0 | 0 | 0.011745 | -1.1369e-13
1992 | 351.3021 | 0 | 0.007982 | 0 | 0 | 0 | 0 | -0.00783 | 0
1992 | 351.3125 | 0 | 0.007982 | 0 | 0 | 0 | 0 | 0.02349 | 0.015964
1992 | 351.3229 | 0 | 0 | 0 | 0 | 0 | 0 | -0.011745 | 0.011973
1992 | 351.3333 | 0 | 0.007982 | 0 | 0 | 0 | 0 | -0.011745 | -0.007982
1992 | 351.3438 | 0 | 0 | 0 | 0 | 0 | 0 | 0.011745 | 0.023946
1992 | 351.3542 | 0 | 0 | 0 | 0 | 0 | 0 | 0.01566 | 0.031928
1992 | 351.3646 | 0 | 0 | 0 | 0 | 0 | 0 | 0.003915 | 0.011973
1992 | 351.375 | 0 | 0 | 0 | 0 | 0 | 0 | 0.00783 | 0.015964
1992 | 351.3854 | 0 | 0 | 0 | 0 | 0 | 0 | 0 | 0.019955
1992 | 351.3958 | 0 | 0 | 0 | 0 | 0 | 0 | 0.003915 | 0.007982
1992 | 351.4063 | 0 | 0 | 0 | 0 | 0 | 0 | 0.011745 | 0.007982
1992 | 351.4167 | 0 | 0 | 0 | 0 | 0 | 0 | 0.019575 | 0.011973
1992 | 351.4271 | 0 | 0 | 0 | 0 | 0 | 0 | 0.011745 | 0.007982
1992 | 351.4375 | 0 | 0 | 0 | 0 | 0 | 0 | -0.0097875 | 0.007982
1992 | 351.4479 | 0 | 0 | 0 | 0 | 0 | 0 | 0.016443 | 0.011973
1992 | 351.4583 | 0 | 0 | 0 | 0 | 0 | 0 | 0.016443 | 0.031928
1992 | 351.4688 | 0 | 0 | 0 | 0 | 0 | 0 | 0.016443 | 0.023946
1992 | 351.4792 | 0 | 0 | 0 | 0 | 0 | 0 | 0.026622 | 0.003991
1992 | 351.4896 | 0 | 0 | 0 | 0 | 0 | 0 | 0.02349 | 0.003991
1992 | 351.5 | 0 | 0 | 0 | 0 | 0 | 0 | -0.019575 | 0.015964
1992 | 351.5104 | 0 | 0 | 0 | 0 | 0 | 0 | -0.011745 | 0.003991
1992 | 351.5208 | 0 | 0 | 0 | 0 | 0 | 0 | 0.011745 | 0.023946
1992 | 351.5313 | 0 | 0 | 0 | 0 | 0 | 0 | -0.03132 | -0.011973
1992 | 351.5417 | 0 | 0 | 0 | 0 | 0 | 0 | 0.035235 | 0.019955
1992 | 351.5521 | 0 | 0 | 0 | 0 | 0 | 0 | 0.003915 | 0.011973
1992 | 351.5625 | 0.01566 | 0.015964 | 0 | 0 | 0 | 0 | -0.027405 | 0.003991
1992 | 351.5729 | 0 | 0 | 0 | 0 | 0 | 0 | 0.011745 | -0.007982
1992 | 351.5833 | 0 | 0 | 0 | 0 | 0 | 0 | 0.011745 | 0.019955
1992 | 351.5938 | 0 | 0.031928 | 0 | 0 | 0 | 0 | -0.011745 | 0.003991
1992 | 351.6042 | 0 | 0 | 0 | 0 | 0 | 0 | 0.011745 | 0.007982
1992 | 351.6146 | 0 | 0.023946 | 0 | 0 | 0 | 0 | -0.019575 | 0.007982
1992 | 351.625 | 0.06264 | 0.055874 | 0 | 0 | 0 | 0 | 1.1369e-13 | -1.1369e-13
1992 | 351.6354 | 0.05481 | 0.063856 | 0 | 0 | 0 | 0 | 1.1369e-13 | 0
1992 | 351.6458 | 0 | 0.015964 | 0 | 0 | 0 | 0 | 0.011745 | 0
1992 | 351.6563 | 0.06264 | 0.07982 | 0 | 0 | 0 | 0 | -0.003915 | -1.1369e-13
1992 | 351.6667 | 0.03915 | 0.095784 | 0 | 0 | 0 | 0 | -0.00783 | 0
1992 | 351.6771 | 0.03915 | 0.10377 | 0 | 0 | 0 | 0 | 1.1369e-13 | 1.1369e-13
1992 | 351.6875 | 0.07047 | 0.063856 | 0 | 0 | 0 | 0 | -0.01566 | -1.1369e-13
1992 | 351.6979 | 0 | 0.031928 | 0 | 0 | 0 | 0 | 0 | 0.003991
1992 | 351.7083 | 0 | 0 | 0 | 0 | 0 | 0 | 0.019575 | -0.003991
1992 | 351.7188 | 0 | 0.015964 | 0 | 0 | 0 | 0 | 0.01566 | 0
1992 | 351.7292 | 0 | 0.023946 | 0 | 0 | 0 | 0 | 0.003915 | -1.1369e-13
1992 | 351.7396 | 0 | 0 | 0 | 0 | 0 | 0 | 0.00783 | 0
1992 | 351.75 | 0 | 0.007982 | 0 | 0 | 0 | 0 | -0.01566 | -0.007982
1992 | 351.7604 | 0 | 0 | 0 | 0 | 0 | 0 | 0.003915 | 0
1992 | 351.7708 | 0 | 0 | 0 | 0 | 0 | 0 | 0.01566 | 0
1992 | 351.7813 | 0 | 0 | 0 | 0 | 0 | 0 | -0.003915 | 0
1992 | 351.7917 | 0 | 0.007982 | 0 | 0 | 0 | 0 | 0 | -0.011973
1992 | 351.8021 | 0 | 0 | 0 | 0 | 0 | 0 | 0.003915 | -0.003991
1992 | 351.8125 | 0.00783 | 0 | 0 | 0 | 0 | 0 | -0.00783 | 0
1992 | 351.8229 | 0.01566 | 0.015964 | 0 | 0 | 0 | 0 | 0 | 0
1992 | 351.8333 | 0 | 0 | 0 | 0 | 0 | 0 | 0.003915 | -0.003991
1992 | 351.8438 | 0 | 0 | 0 | 0 | 0 | 0 | 0 | 0
1992 | 351.8542 | 0 | 0 | 0 | 0 | 0 | 0 | 0.003915 | -0.003991
1992 | 351.8646 | 0 | 0 | 0 | 0 | 0 | 0 | 0 | -0.003991
1992 | 351.875 | 0 | 0 | 0 | 0 | 0 | 0 | -0.00783 | 0
1992 | 351.8854 | 0 | 0 | 0 | 0 | 0 | 0 | 0.01566 | -0.003991
1992 | 351.8958 | 0 | 0 | 0 | 0 | 0 | 0 | 0.00783 | 0.011973
1992 | 351.9063 | 0 | 0 | 0 | 0 | 0 | 0 | 0.01566 | 0.007982
1992 | 351.9167 | 0 | 0 | 0 | 0 | 0 | 0 | -0.003915 | -0.007982
1992 | 351.9271 | 0 | 0 | 0 | 0 | 0 | 0 | 0.01566 | 0
1992 | 351.9375 | 0 | 0 | 0 | 0 | 0 | 0 | -0.02349 | -0.007982
1992 | 351.9479 | 0.02349 | 0.023946 | 0 | 0 | 0 | 0 | 0 | 0
1992 | 351.9583 | 0 | 0 | 0 | 0 | 0 | 0 | -0.003915 | -0.003991
1992 | 351.9688 | 0 | 0.015964 | 0 | 0 | 0 | 0 | -0.003915 | -1.1369e-13
1992 | 351.9792 | 0.02349 | 0.007982 | 0 | 0 | 0 | 0 | 0 | 0
1992 | 351.9896 | 0.01566 | 0 | 0 | 0 | 0 | 0 | 0.003915 | 0.019955
1992 | 352 | 0 | 0 | 0 | 0 | 0 | 0 | 0 | -0.003991
1992 | 352.0104 | 0 | 0 | 0 | 0 | 0 | 0 | -0.003915 | 0
1992 | 352.0208 | 0.00783 | 0 | 0 | 0 | 0 | 0 | 0 | 0.007982
1992 | 352.0313 | 0.01566 | 0 | 0 | 0 | 0 | 0 | 0.003915 | 0.007982
1992 | 352.0417 | 0 | 0 | 0 | 0 | 0 | 0 | 0.011745 | -0.011973
1992 | 352.0521 | 0 | 0 | 0 | 0 | 0 | 0 | 0.019575 | 0
1992 | 352.0625 | 0 | 0 | 0 | 0 | 0 | 0 | 0.01566 | -0.003991
1992 | 352.0729 | 0 | 0.007982 | 0 | 0 | 0 | 0 | 0 | 0
1992 | 352.0833 | 0 | 0.007982 | 0 | 0 | 0 | 0 | 0.00783 | 0
1992 | 352.0938 | 0 | 0 | 0 | 0 | 0 | 0 | -0.00783 | 0.003991
1992 | 352.1042 | 0 | 0 | 0 | 0 | 0 | 0 | -0.003915 | -0.007982
1992 | 352.1146 | 0 | 0 | 0 | 0 | 0 | 0 | -0.00783 | 0.003991
1992 | 352.125 | 0.02349 | 0.015964 | 0 | 0 | 0 | 0 | 0 | -0.011973
1992 | 352.1354 | 0 | 0 | 0 | 0 | 0 | 0 | -0.011745 | 0
1992 | 352.1458 | 0.02349 | 0.007982 | 0 | 0 | 0 | 0 | -0.003915 | -0.015964
1992 | 352.1563 | 0.00783 | 0.015964 | 0 | 0 | 0 | 0 | 0 | 0.003991
1992 | 352.1667 | 0.02349 | 0.03991 | 0 | 0 | 0 | 0 | -0.027405 | 0
1992 | 352.1771 | 0 | 0.031928 | 0 | 0 | 0 | 0 | -0.003915 | 0
1992 | 352.1875 | 0.05481 | 0 | 0 | 0 | 0 | 0 | 1.1369e-13 | 0
1992 | 352.1979 | 0.03915 | 0.031928 | 0 | 0 | 0 | 0 | 0 | -0.003991
1992 | 352.2083 | 0 | 0 | 0 | 0 | 0 | 0 | -0.011745 | 0.011973
1992 | 352.2188 | 0.02349 | 0 | 0 | 0 | 0 | 0 | 0 | 0.035919
1992 | 352.2292 | 0 | 0 | 0 | 0 | 0 | 0 | 0.003915 | 0.023946
1992 | 352.2396 | 0.02349 | 0 | 0 | 0 | 0 | 0 | -0.019575 | -0.011973
1992 | 352.25 | 0 | 0 | 0 | 0 | 0 | 0 | 0.027405 | -0.019955
1992 | 352.2604 | 0 | 0 | 0 | 0 | 0 | 0 | 0 | -0.007982
1992 | 352.2708 | 0.01566 | 0.015964 | 0 | 0 | 0 | 0 | 0.003915 | -0.003991
1992 | 352.2813 | 0.02349 | 0 | 0 | 0 | 0 | 0 | 0.003915 | 0.011973
1992 | 352.2917 | 0 | 0 | 0 | 0 | 0 | 0 | 0.011745 | -0.007982
1992 | 352.3021 | 0.02349 | 0.007982 | 0 | 0 | 0 | 0 | 0.003915 | -0.003991
1992 | 352.3125 | 0.05481 | 0 | 0 | 0 | 0 | 0 | 1.1369e-13 | 0.007982
1992 | 352.3229 | 0.0783 | 0.023946 | 0 | 0 | 0 | 0 | 1.1369e-13 | -0.007982
1992 | 352.3333 | 0 | 0.047892 | 0 | 0 | 0 | 0 | 0.003915 | 1.1369e-13
1992 | 352.3438 | 0 | 0.007982 | 0 | 0 | 0 | 0 | 0.03132 | 0.019955
1992 | 352.3542 | 0 | 0 | 0 | 0 | 0 | 0 | -0.01566 | 0.051883
1992 | 352.3646 | 0.01566 | 0 | 0 | 0 | 0 | 0 | -0.011745 | 0.023946
1992 | 352.375 | 0.02349 | 0 | 0 | 0 | 0 | 0 | 1.1369e-13 | -0.019955
1992 | 352.3854 | 0.02349 | 0 | 0 | 0 | 0 | 0 | 0.01566 | -0.007982
1992 | 352.3958 | 0 | 0 | 0 | 0 | 0 | 0 | 0.03915 | 0.023946
1992 | 352.4063 | 0 | 0 | 0 | 0 | 0 | 0 | 0.08613 | 0.075829
1992 | 352.4167 | 0 | 0 | 0 | 0 | 0 | 0 | 0.058725 | 0.07982
1992 | 352.4271 | 0 | 0 | 0 | 0 | 0 | 0 | 0.01566 | 0.035919
1992 | 352.4375 | 0 | 0 | 0 | 0 | 0 | 0 | -0.01566 | 0.019955
1992 | 352.4479 | 0 | 0 | 0 | 0 | 0 | 0 | 0.043065 | 0.007982
1992 | 352.4583 | 0 | 0 | 0 | 0 | 0 | 0 | 0.090045 | 0.035919
1992 | 352.4688 | 0 | 0 | 0 | 0 | 0 | 0 | -0.003915 | 0.023946
1992 | 352.4792 | 0 | 0 | 0 | 0 | 0 | 0 | 0.027405 | 0.015964
1992 | 352.4896 | 0 | 0 | 0 | 0 | 0 | 0 | 0.035235 | 0.051883
1992 | 352.5 | 0 | 0 | 0 | 0 | 0 | 0 | 0.01566 | 0.043901
1992 | 352.5104 | 0 | 0 | 0 | 0 | 0 | 0 | 0.050895 | 0.015964
1992 | 352.5208 | 0 | 0 | 0 | 0 | 0 | 0 | -0.011745 | 0.043901
1992 | 352.5313 | 0 | 0 | 0 | 0 | 0 | 0 | 0.035235 | 0.027937
1992 | 352.5417 | 0 | 0 | 0 | 0 | 0 | 0 | 0.058725 | 0.047892
1992 | 352.5521 | 0 | 0 | 0 | 0 | 0 | 0 | -0.1057 | 0.059865
1992 | 352.5625 | 0 | 0 | 0 | 0 | 0 | 0 | 0.12919 | 0.059865
1992 | 352.5729 | 0 | 0 | 0 | 0 | 0 | 0 | 0 | 0.03991
1992 | 352.5833 | 0 | 0 | 0 | 0 | 0 | 0 | 0.05481 | 0.03991
1992 | 352.5938 | 0 | 0 | 0 | 0 | 0 | 0 | 0.058725 | 0.043901
1992 | 352.6042 | 0 | 0 | 0 | 0 | 0 | 0 | 0.05481 | 0.043901
1992 | 352.6146 | 0 | 0 | 0 | 0 | 0 | 0 | -0.011745 | 0.035919
1992 | 352.625 | 0.00783 | 0 | 0 | 0 | 0 | 0 | -0.02349 | 0.051883
1992 | 352.6354 | 0 | 0 | 0 | 0 | 0 | 0 | -0.011745 | 0.019955
1992 | 352.6458 | 0 | 0 | 0 | 0 | 0 | 0 | 0.066555 | 0.051883
1992 | 352.6563 | 0 | 0 | 0 | 0 | 0 | 0 | -0.011745 | 0.031928
1992 | 352.6667 | 0 | 0 | 0 | 0 | 0 | 0 | 0.035235 | 0.015964
1992 | 352.6771 | 0.03915 | 0 | 0 | 0 | 0 | 0 | -0.01566 | 0.023946
1992 | 352.6875 | 0 | 0 | 0 | 0 | 0 | 0 | 0.02349 | 0.027937
1992 | 352.6979 | 0 | 0 | 0 | 0 | 0 | 0 | 0.097875 | 0.03991
1992 | 352.7083 | 0 | 0 | 0 | 0 | 0 | 0 | 0.01566 | 0.031928
1992 | 352.7188 | 0 | 0 | 0 | 0 | 0 | 0 | 0 | 0.023946
1992 | 352.7292 | 0.03132 | 0 | 0 | 0 | 0 | 0 | 0 | 0.007982
1992 | 352.7396 | 0 | 0 | 0 | 0 | 0 | 0 | 0.027405 | 0.019955
1992 | 352.75 | 0 | 0 | 0 | 0 | 0 | 0 | 0.07047 | 0.007982
1992 | 352.7604 | 0 | 0 | 0 | 0 | 0 | 0 | 0.07047 | 0.015964
1992 | 352.7708 | 0 | 0 | 0 | 0 | 0 | 0 | 0.050895 | 0
1992 | 352.7813 | 0 | 0 | 0 | 0 | 0 | 0 | 0.01566 | 0
1992 | 352.7917 | 0.01566 | 0.007982 | 0 | 0 | 0 | 0 | -0.027405 | -0.003991
1992 | 352.8021 | 0 | 0.007982 | 0 | 0 | 0 | 0 | -0.019575 | 0
1992 | 352.8125 | 0 | 0.007982 | 0 | 0 | 0 | 0 | 0.066555 | 0
1992 | 352.8229 | 0 | 0.023946 | 0 | 0 | 0 | 0 | -0.003915 | 0
1992 | 352.8333 | 0 | 0 | 0 | 0 | 0 | 0 | -0.01566 | -0.003991
1992 | 352.8438 | 0 | 0.007982 | 0 | 0 | 0 | 0 | 0.050895 | -0.003991
1992 | 352.8542 | 0 | 0.007982 | 0 | 0 | 0 | 0 | -0.03915 | -0.003991
1992 | 352.8646 | 0.14094 | 0 | 0 | 0 | 0 | 0 | -0.027405 | 0.003991
1992 | 352.875 | 0 | 0.023946 | 0 | 0 | 0 | 0 | 0.035235 | 0.03991
1992 | 352.8854 | 0 | 0 | 0 | 0 | 0 | 0 | 0.02349 | 1.1369e-13
1992 | 352.8958 | 0 | 0 | 0 | 0 | 0 | 0 | 0.090045 | 0.003991
1992 | 352.9063 | 0 | 0 | 0 | 0 | 0 | 0 | 0.019575 | 0.003991
1992 | 352.9167 | 0 | 0 | 0 | 0 | 0 | 0 | 0.02349 | -0.007982
1992 | 352.9271 | 0.10179 | 0 | 0 | 0 | 0 | 0 | -0.00783 | -0.003991
1992 | 352.9375 | 0.03915 | 0 | 0 | 0 | 0 | 0 | 0.043065 | 0.019955
1992 | 352.9479 | 0 | 0 | 0 | 0 | 0 | 0 | 0.00783 | -0.007982
1992 | 352.9583 | 0 | 0 | 0 | 0 | 0 | 0 | 0.019575 | 0.027937
1992 | 352.9688 | 0.03915 | 0 | 0 | 0 | 0 | 0 | -0.01566 | -0.007982
1992 | 352.9792 | 0 | 0 | 0 | 0 | 0 | 0 | 0.019575 | 0.035919
1992 | 352.9896 | 0 | 0 | 0 | 0 | 0 | 0 | 0.02349 | -0.011973
1992 | 353 | 0 | 0 | 0 | 0 | 0 | 0 | -0.011745 | 0.03991
1992 | 353.0104 | 0 | 0 | 0 | 0 | 0 | 0 | 0.082215 | 0.003991
1992 | 353.0208 | 0 | 0 | 0 | 0 | 0 | 0 | -0.003915 | -0.003991
1992 | 353.0313 | 0 | 0.007982 | 0 | 0 | 0 | 0 | 0.02349 | 0.003991
1992 | 353.0417 | 0 | 0 | 0 | 0 | 0 | 0 | -0.02349 | 0.015964
1992 | 353.0521 | 0.03132 | 0 | 0 | 0 | 0 | 0 | 0.003915 | 0.007982
1992 | 353.0625 | 0.01566 | 0 | 0 | 0 | 0 | 0 | 0.011745 | 0.003991
1992 | 353.0729 | 0 | 0 | 0 | 0 | 0 | 0 | 0.066555 | 0.007982
1992 | 353.0833 | 0 | 0 | 0 | 0 | 0 | 0 | 0.043065 | 0.015964
1992 | 353.0938 | 0 | 0 | 0 | 0 | 0 | 0 | 0.003915 | 0
1992 | 353.1042 | 0 | 0 | 0 | 0 | 0 | 0 | 0.02349 | 0
1992 | 353.1146 | 0 | 0 | 0 | 0 | 0 | 0 | 0.011745 | 0.007982
1992 | 353.125 | 0 | 0 | 0 | 0 | 0 | 0 | 0.02349 | 0.003991
1992 | 353.1354 | 0.01566 | 0 | 0 | 0 | 0 | 0 | -0.03132 | -0.007982
1992 | 353.1458 | 0.03915 | 0 | 0 | 0 | 0 | 0 | 0 | 0.019955
1992 | 353.1563 | 0 | 0 | 0 | 0 | 0 | 0 | -0.003915 | -1.1369e-13
1992 | 353.1667 | 0 | 0 | 0 | 0 | 0 | 0 | 0.01566 | 0.007982
1992 | 353.1771 | 0 | 0 | 0 | 0 | 0 | 0 | -0.003915 | 0.007982
1992 | 353.1875 | 0 | 0 | 0 | 0 | 0 | 0 | 0.011745 | 0.007982
1992 | 353.1979 | 0 | 0 | 0 | 0 | 0 | 0 | 0.03132 | 0.007982
1992 | 353.2083 | 0 | 0 | 0 | 0 | 0 | 0 | 0.003915 | 0.007982
1992 | 353.2188 | 0.04698 | 0 | 0 | 0 | 0 | 0 | -0.027405 | 0.003991
1992 | 353.2292 | 0 | 0 | 0 | 0 | 0 | 0 | -0.003915 | 0.019955
1992 | 353.2396 | 0 | 0 | 0 | 0 | 0 | 0 | 0.035235 | 0.003991
1992 | 353.25 | 0 | 0 | 0 | 0 | 0 | 0 | 0.03132 | 0.011973
1992 | 353.2604 | 0 | 0 | 0 | 0 | 0 | 0 | -0.02349 | 0.003991
1992 | 353.2708 | 0 | 0 | 0 | 0 | 0 | 0 | 0.00783 | 0.011973
1992 | 353.2813 | 0.02349 | 0 | 0 | 0 | 0 | 0 | -0.011745 | -0.003991
1992 | 353.2917 | 0.01566 | 0 | 0 | 0 | 0 | 0 | 1.1369e-13 | 0.007982
1992 | 353.3021 | 0.00783 | 0 | 0 | 0 | 0 | 0 | 0.003915 | 0.003991
1992 | 353.3125 | 0 | 0 | 0 | 0 | 0 | 0 | 0.003915 | 0
1992 | 353.3229 | 0 | 0 | 0 | 0 | 0 | 0 | -0.01566 | 0.003991
1992 | 353.3333 | 0 | 0 | 0 | 0 | 0 | 0 | 0.003915 | 0.011973
1992 | 353.3438 | 0.03132 | 0 | 0 | 0 | 0 | 0 | 0.01566 | 0.015964
1992 | 353.3542 | 0 | 0 | 0 | 0 | 0 | 0 | 0.019575 | 0.031928
1992 | 353.3646 | 0 | 0 | 0 | 0 | 0 | 0 | 0.090045 | 0.015964
1992 | 353.375 | 0 | 0 | 0 | 0 | 0 | 0 | 0.04698 | 0.015964
1992 | 353.3854 | 0 | 0 | 0 | 0 | 0 | 0 | -0.027405 | 0.027937
1992 | 353.3958 | 0 | 0 | 0 | 0 | 0 | 0 | 0 | 0.027937
1992 | 353.4063 | 0 | 0 | 0 | 0 | 0 | 0 | 0.01566 | 0.055874
1992 | 353.4167 | 0 | 0 | 0 | 0 | 0 | 0 | 0.043065 | 0.023946
1992 | 353.4271 | 0 | 0 | 0 | 0 | 0 | 0 | 0.04698 | 0.083811
1992 | 353.4375 | 0 | 0 | 0 | 0 | 0 | 0 | -0.003915 | 0.027937
1992 | 353.4479 | 0 | 0 | 0 | 0 | 0 | 0 | 0.027405 | 0.075829
1992 | 353.4583 | 0 | 0 | 0 | 0 | 0 | 0 | -0.035235 | 0.027937
1992 | 353.4688 | 0 | 0 | 0 | 0 | 0 | 0 | 0.03915 | 0.035919
1992 | 353.4792 | 0 | 0 | 0 | 0 | 0 | 0 | 0.03915 | 0.031928
1992 | 353.4896 | 0 | 0 | 0 | 0 | 0 | 0 | 0.03915 | 0.035919
1992 | 353.5 | 0 | 0 | 0 | 0 | 0 | 0 | 0.027405 | 0.051883
1992 | 353.5104 | 0 | 0 | 0 | 0 | 0 | 0 | 0.058725 | 0.031928
1992 | 353.5208 | 0 | 0 | 0 | 0 | 0 | 0 | 0.01566 | 0.019955
1992 | 353.5313 | 0 | 0 | 0 | 0 | 0 | 0 | 0.019575 | 0.031928
1992 | 353.5417 | 0 | 0 | 0 | 0 | 0 | 0 | 0.097875 | 0.03991
1992 | 353.5521 | 0 | 0 | 0 | 0 | 0 | 0 | -0.011745 | 0.011973
1992 | 353.5625 | 0 | 0 | 0 | 0 | 0 | 0 | 0.10179 | 0.059865
1992 | 353.5729 | 0 | 0 | 0 | 0 | 0 | 0 | 0.019575 | 0.015964
1992 | 353.5833 | 0 | 0 | 0 | 0 | 0 | 0 | -0.02349 | 0.019955
1992 | 353.5938 | 0 | 0 | 0 | 0 | 0 | 0 | 0.090045 | 0.027937
1992 | 353.6042 | 0 | 0 | 0 | 0 | 0 | 0 | 0.043065 | 0.027937
1992 | 353.6146 | 0 | 0 | 0 | 0 | 0 | 0 | 0.027405 | 0.019955
1992 | 353.625 | 0 | 0 | 0 | 0 | 0 | 0 | 0.06264 | 0.019955
1992 | 353.6354 | 0 | 0 | 0 | 0 | 0 | 0 | 0.07047 | 0.035919
1992 | 353.6458 | 0 | 0 | 0 | 0 | 0 | 0 | -0.003915 | 0.007982
1992 | 353.6563 | 0 | 0 | 0 | 0 | 0 | 0 | 0.050895 | 0.007982
1992 | 353.6667 | 0 | 0 | 0 | 0 | 0 | 0 | 0.03132 | 0.023946
1992 | 353.6771 | 0 | 0 | 0 | 0 | 0 | 0 | 0.02349 | 0.007982
1992 | 353.6875 | 0 | 0 | 0 | 0 | 0 | 0 | 0.003915 | -0.003991
1992 | 353.6979 | 0 | 0 | 0 | 0 | 0 | 0 | 0.003915 | 0.007982
1992 | 353.7083 | 0 | 0 | 0 | 0 | 0 | 0 | 0.003915 | -0.003991
1992 | 353.7188 | 0 | 0 | 0 | 0 | 0 | 0 | -0.003915 | 0.007982
1992 | 353.7292 | 0 | 0 | 0 | 0 | 0 | 0 | 0.003915 | -0.003991
1992 | 353.7396 | 0 | 0 | 0 | 0 | 0 | 0 | 0 | 0.003991
1992 | 353.75 | 0 | 0 | 0 | 0 | 0 | 0 | -0.003915 | 0
1992 | 353.7604 | 0 | 0 | 0 | 0 | 0 | 0 | 0 | -0.003991
1992 | 353.7708 | 0 | 0 | 0 | 0 | 0 | 0 | 0.003915 | 0.003991
1992 | 353.7813 | 0 | 0 | 0 | 0 | 0 | 0 | -0.003915 | 0.003991
1992 | 353.7917 | 0 | 0 | 0 | 0 | 0 | 0 | 0.003915 | 0.003991
1992 | 353.8021 | 0 | 0 | 0 | 0 | 0 | 0 | 0 | 0
1992 | 353.8125 | 0.01566 | 0 | 0 | 0 | 0 | 0 | 0.00783 | 0
1992 | 353.8229 | 0 | 0 | 0 | 0 | 0 | 0 | 0.011745 | 0.003991
1992 | 353.8333 | 0 | 0 | 0 | 0 | 0 | 0 | -0.003915 | -0.007982
1992 | 353.8438 | 0.01566 | 0 | 0 | 0 | 0 | 0 | 0 | 0.011973
1992 | 353.8542 | 0 | 0 | 0 | 0 | 0 | 0 | 0.003915 | -0.007982
1992 | 353.8646 | 0 | 0 | 0 | 0 | 0 | 0 | 0.003915 | 0.003991
1992 | 353.875 | 0 | 0 | 0 | 0 | 0 | 0 | 0 | 0.003991
1992 | 353.8854 | 0 | 0 | 0 | 0 | 0 | 0 | 0.003915 | 0.007982
1992 | 353.8958 | 0 | 0 | 0 | 0 | 0 | 0 | 0.003915 | 0.003991
1992 | 353.9063 | 0 | 0 | 0 | 0 | 0 | 0 | -0.011745 | -0.007982
1992 | 353.9167 | 0 | 0 | 0 | 0 | 0 | 0 | -0.003915 | 0
1992 | 353.9271 | 0.01566 | 0 | 0 | 0 | 0 | 0 | -0.00783 | 0.003991
1992 | 353.9375 | 0 | 0 | 0 | 0 | 0 | 0 | 0.03132 | 0.007982
1992 | 353.9479 | 0 | 0 | 0 | 0 | 0 | 0 | -0.011745 | -0.007982
1992 | 353.9583 | 0 | 0 | 0 | 0 | 0 | 0 | 0.00783 | 0.011973
1992 | 353.9688 | 0 | 0 | 0 | 0 | 0 | 0 | 0.00783 | -0.003991
1992 | 353.9792 | 0 | 0 | 0 | 0 | 0 | 0 | -0.011745 | 0
1992 | 353.9896 | 0.01566 | 0 | 0 | 0 | 0 | 0 | 0 | -0.003991
1992 | 354 | 0 | 0 | 0 | 0 | 0 | 0 | -0.003915 | 0
1992 | 354.0104 | 0 | 0 | 0 | 0 | 0 | 0 | -0.00783 | 0
1992 | 354.0208 | 0 | 0 | 0 | 0 | 0 | 0 | -0.00783 | 0
1992 | 354.0313 | 0 | 0 | 0 | 0 | 0 | 0 | 0.03132 | 0.007982
1992 | 354.0417 | 0 | 0 | 0 | 0 | 0 | 0 | 0.00783 | 0.003991
1992 | 354.0521 | 0 | 0 | 0 | 0 | 0 | 0 | -0.01566 | -0.003991
1992 | 354.0625 | 0 | 0 | 0 | 0 | 0 | 0 | 0.01566 | 0
1992 | 354.0729 | 0 | 0 | 0 | 0 | 0 | 0 | 0.003915 | 0
1992 | 354.0833 | 0 | 0 | 0 | 0 | 0 | 0 | 0.00783 | 0.007982
1992 | 354.0938 | 0.01566 | 0 | 0 | 0 | 0 | 0 | -0.00783 | -0.007982
1992 | 354.1042 | 0 | 0 | 0 | 0 | 0 | 0 | 0 | 0
1992 | 354.1146 | 0.00783 | 0 | 0 | 0 | 0 | 0 | 0 | 0
1992 | 354.125 | 0.00783 | 0 | 0 | 0 | 0 | 0 | 0.003915 | 0.003991
1992 | 354.1354 | 0 | 0 | 0 | 0 | 0 | 0 | 0.03132 | 0.003991
1992 | 354.1458 | 0 | 0 | 0 | 0 | 0 | 0 | -0.003915 | 0
1992 | 354.1563 | 0 | 0 | 0 | 0 | 0 | 0 | 0 | -0.003991
1992 | 354.1667 | 0.00783 | 0 | 0 | 0 | 0 | 0 | 0.00783 | 0.015964
1992 | 354.1771 | 0 | 0 | 0 | 0 | 0 | 0 | -0.003915 | -0.007982
1992 | 354.1875 | 0 | 0 | 0 | 0 | 0 | 0 | 0.019575 | 0.003991
1992 | 354.1979 | 0 | 0 | 0 | 0 | 0 | 0 | 0.003915 | 0
1992 | 354.2083 | 0 | 0 | 0 | 0 | 0 | 0 | -0.00783 | -0.003991
1992 | 354.2188 | 0 | 0 | 0 | 0 | 0 | 0 | -0.027405 | 0
1992 | 354.2292 | 0 | 0 | 0 | 0 | 0 | 0 | 0.011745 | 0
1992 | 354.2396 | 0 | 0 | 0 | 0 | 0 | 0 | 0.003915 | 0.015964
1992 | 354.25 | 0.0783 | 0 | 0 | 0 | 0 | 0 | 0.00783 | -0.015964
1992 | 354.2604 | 0.00783 | 0 | 0 | 0 | 0 | 0 | 0.011745 | -0.007982
1992 | 354.2708 | 0.03915 | 0 | 0 | 0 | 0 | 0 | -0.003915 | -0.015964
1992 | 354.2813 | 0 | 0 | 0 | 0 | 0 | 0 | 0.011745 | 0.023946
1992 | 354.2917 | 0 | 0 | 0 | 0 | 0 | 0 | -0.003915 | 0.007982
1992 | 354.3021 | 0 | 0 | 0 | 0 | 0 | 0 | 0.07047 | -0.003991
1992 | 354.3125 | 0 | 0 | 0 | 0 | 0 | 0 | -0.035235 | -0.003991
1992 | 354.3229 | 0 | 0 | 0 | 0 | 0 | 0 | 0.003915 | 0.011973
1992 | 354.3333 | 0 | 0 | 0 | 0 | 0 | 0 | 0 | -0.007982
1992 | 354.3438 | 0 | 0 | 0 | 0 | 0 | 0 | 0.011745 | -0.019955
1992 | 354.3542 | 0 | 0 | 0 | 0 | 0 | 0 | -0.03132 | 0.011973
1992 | 354.3646 | 0 | 0 | 0 | 0 | 0 | 0 | 0.02349 | -1.1369e-13
1992 | 354.375 | 0 | 0 | 0 | 0 | 0 | 0 | 0.050895 | 0.023946
1992 | 354.3854 | 0 | 0 | 0 | 0 | 0 | 0 | -0.035235 | -0.015964
1992 | 354.3958 | 0 | 0 | 0 | 0 | 0 | 0 | -0.011745 | 0.007982
1992 | 354.4063 | 0 | 0 | 0 | 0 | 0 | 0 | 0.02349 | 0.011973
1992 | 354.4167 | 0 | 0 | 0 | 0 | 0 | 0 | 0.03915 | 0.007982
1992 | 354.4271 | 0 | 0 | 0 | 0 | 0 | 0 | 0.019575 | -0.007982
1992 | 354.4375 | 0 | 0 | 0 | 0 | 0 | 0 | 0.02349 | 0.019955
1992 | 354.4479 | 0 | 0 | 0 | 0 | 0 | 0 | 0.027405 | 0.015964
1992 | 354.4583 | 0 | 0 | 0 | 0 | 0 | 0 | -0.01566 | -0.019955
1992 | 354.4688 | 0 | 0 | 0 | 0 | 0 | 0 | 0.00783 | 0.011973
1992 | 354.4792 | 0 | 0 | 0 | 0 | 0 | 0 | -0.003915 | 0.003991
1992 | 354.4896 | 0 | 0 | 0 | 0 | 0 | 0 | 0 | 0.011973
1992 | 354.5 | 0 | 0 | 0 | 0 | 0 | 0 | 0.035235 | 0.031928
1992 | 354.5104 | 0 | 0 | 0 | 0 | 0 | 0 | 0.00783 | -0.003991
1992 | 354.5208 | 0 | 0 | 0 | 0 | 0 | 0 | 0.01566 | 0.003991
1992 | 354.5313 | 0 | 0 | 0 | 0 | 0 | 0 | 0 | 0.007982
1992 | 354.5417 | 0 | 0 | 0 | 0 | 0 | 0 | 0.01566 | 0.03991
1992 | 354.5521 | 0 | 0 | 0 | 0 | 0 | 0 | 0.03915 | 0.011973
1992 | 354.5625 | 0 | 0 | 0 | 0 | 0 | 0 | 0.00783 | 0.011973
1992 | 354.5729 | 0 | 0 | 0 | 0 | 0 | 0 | 0.03132 | 0.027937
1992 | 354.5833 | 0 | 0 | 0 | 0 | 0 | 0 | 0.019575 | 0.027937
1992 | 354.5938 | 0 | 0 | 0 | 0 | 0 | 0 | 0.019575 | 0
1992 | 354.6042 | 0 | 0 | 0 | 0 | 0 | 0 | 0.011745 | 0.007982
1992 | 354.6146 | 0 | 0 | 0 | 0 | 0 | 0 | 0.019575 | 0.043901
1992 | 354.625 | 0 | 0 | 0 | 0 | 0 | 0 | 0.03132 | 0.003991
1992 | 354.6354 | 0 | 0 | 0 | 0 | 0 | 0 | 0.011745 | 0
1992 | 354.6458 | 0 | 0 | 0 | 0 | 0 | 0 | 0.003915 | 0.027937
1992 | 354.6563 | 0 | 0 | 0 | 0 | 0 | 0 | -0.003915 | 0.003991
1992 | 354.6667 | 0 | 0 | 0 | 0 | 0 | 0 | 0.027405 | 0.011973
1992 | 354.6771 | 0 | 0 | 0 | 0 | 0 | 0 | 0.003915 | 0.015964
1992 | 354.6875 | 0 | 0 | 0 | 0 | 0 | 0 | 0.043065 | 0.019955
1992 | 354.6979 | 0 | 0 | 0 | 0 | 0 | 0 | -0.011745 | 1.1369e-13
1992 | 354.7083 | 0 | 0 | 0 | 0 | 0 | 0 | 0.011745 | 0
1992 | 354.7188 | 0 | 0 | 0 | 0 | 0 | 0 | 0.035235 | 0.019955
1992 | 354.7292 | 0 | 0 | 0 | 0 | 0 | 0 | 0.01566 | 0.011973
1992 | 354.7396 | 0 | 0 | 0 | 0 | 0 | 0 | -0.019575 | -0.019955
1992 | 354.75 | 0 | 0 | 0 | 0 | 0 | 0 | 0.03915 | 0.019955
1992 | 354.7604 | 0 | 0 | 0 | 0 | 0 | 0 | 0.003915 | 0.019955
1992 | 354.7708 | 0 | 0 | 0 | 0 | 0 | 0 | 0.00783 | -0.003991
1992 | 354.7813 | 0 | 0 | 0 | 0 | 0 | 0 | -0.00783 | 0.003991
1992 | 354.7917 | 0 | 0 | 0 | 0 | 0 | 0 | 0.050895 | 0.019955
1992 | 354.8021 | 0 | 0 | 0 | 0 | 0 | 0 | -0.00783 | 0.007982
1992 | 354.8125 | 0 | 0.007982 | 0 | 0 | 0 | 0 | -0.011745 | -0.007982
1992 | 354.8229 | 0 | 0 | 0 | 0 | 0 | 0 | 0.019575 | 0.019955
1992 | 354.8333 | 0 | 0 | 0 | 0 | 0 | 0 | 0.011745 | 0
1992 | 354.8438 | 0 | 0 | 0 | 0 | 0 | 0 | 0 | 0.003991
1992 | 354.8542 | 0 | 0 | 0 | 0 | 0 | 0 | 0.011745 | 0.007982
1992 | 354.8646 | 0 | 0 | 0 | 0 | 0 | 0 | 0.003915 | -1.1369e-13
1992 | 354.875 | 0 | 0 | 0 | 0 | 0 | 0 | 0.003915 | -0.003991
1992 | 354.8854 | 0 | 0 | 0 | 0 | 0 | 0 | 0.011745 | 0.007982
1992 | 354.8958 | 0 | 0 | 0 | 0 | 0 | 0 | -0.011745 | -0.003991
1992 | 354.9063 | 0 | 0 | 0 | 0 | 0 | 0 | 0.019575 | 0.011973
1992 | 354.9167 | 0 | 0 | 0 | 0 | 0 | 0 | 0.003915 | -0.003991
1992 | 354.9271 | 0 | 0 | 0 | 0 | 0 | 0 | -0.00783 | 0
1992 | 354.9375 | 0 | 0 | 0 | 0 | 0 | 0 | 0 | 0.003991
1992 | 354.9479 | 0 | 0 | 0 | 0 | 0 | 0 | 0 | -0.007982
1992 | 354.9583 | 0.00783 | 0 | 0 | 0 | 0 | 0 | 0.00783 | 0.007982
1992 | 354.9688 | 0 | 0 | 0 | 0 | 0 | 0 | -0.00783 | -0.007982
1992 | 354.9792 | 0 | 0 | 0 | 0 | 0 | 0 | 0.00783 | 0.007982
1992 | 354.9896 | 0 | 0 | 0 | 0 | 0 | 0 | -0.003915 | -0.007982
1992 | 355 | 0 | 0 | 0 | 0 | 0 | 0 | 0.00783 | 0.003991
1992 | 355.0104 | 0 | 0 | 0 | 0 | 0 | 0 | -0.003915 | 0.003991
1992 | 355.0208 | 0 | 0 | 0 | 0 | 0 | 0 | 0.00783 | 0.003991
1992 | 355.0313 | 0 | 0 | 0 | 0 | 0 | 0 | 0.00783 | 0.003991
1992 | 355.0417 | 0 | 0 | 0 | 0 | 0 | 0 | 0 | -0.003991
1992 | 355.0521 | 0.01566 | 0 | 0 | 0 | 0 | 0 | 0.011745 | 0.003991
1992 | 355.0625 | 0 | 0 | 0 | 0 | 0 | 0 | 0.00783 | 0.011973
1992 | 355.0729 | 0 | 0 | 0 | 0 | 0 | 0 | 0.011745 | 0.007982
1992 | 355.0833 | 0 | 0 | 0 | 0 | 0 | 0 | 0 | -0.007982
1992 | 355.0938 | 0 | 0 | 0 | 0 | 0 | 0 | 0 | 0
1992 | 355.1042 | 0 | 0 | 0 | 0 | 0 | 0 | -0.003915 | 0.003991
1992 | 355.1146 | 0 | 0 | 0 | 0 | 0 | 0 | 0.00783 | 0
1992 | 355.125 | 0 | 0 | 0 | 0 | 0 | 0 | 0 | 0.003991
1992 | 355.1354 | 0 | 0 | 0 | 0 | 0 | 0 | 0.003915 | 0
1992 | 355.1458 | 0 | 0 | 0 | 0 | 0 | 0 | 0.003915 | 1.1369e-13
1992 | 355.1563 | 0 | 0.007982 | 0 | 0 | 0 | 0 | -0.01566 | -0.003991
1992 | 355.1667 | 0 | 0 | 0 | 0 | 0 | 0 | 0.011745 | 0.007982
1992 | 355.1771 | 0 | 0 | 0 | 0 | 0 | 0 | 0.003915 | 0.003991
1992 | 355.1875 | 0 | 0 | 0 | 0 | 0 | 0 | -0.003915 | -0.007982
1992 | 355.1979 | 0 | 0 | 0 | 0 | 0 | 0 | 0.011745 | 0.007982
1992 | 355.2083 | 0 | 0 | 0 | 0 | 0 | 0 | 0.003915 | -0.003991
1992 | 355.2188 | 0 | 0 | 0 | 0 | 0 | 0 | -0.003915 | -0.003991
1992 | 355.2292 | 0 | 0 | 0 | 0 | 0 | 0 | 0 | 0
1992 | 355.2396 | 0 | 0 | 0 | 0 | 0 | 0 | 0 | 0.003991
1992 | 355.25 | 0 | 0 | 0 | 0 | 0 | 0 | 0.011745 | -0.003991
1992 | 355.2604 | 0 | 0 | 0 | 0 | 0 | 0 | 0 | 0
1992 | 355.2708 | 0 | 0 | 0 | 0 | 0 | 0 | -0.00783 | -0.007982
1992 | 355.2813 | 0 | 0 | 0 | 0 | 0 | 0 | 0 | -1.1369e-13
1992 | 355.2917 | 0 | 0 | 0 | 0 | 0 | 0 | 0.00783 | 0.003991
1992 | 355.3021 | 0 | 0 | 0 | 0 | 0 | 0 | -0.003915 | 0.003991
1992 | 355.3125 | 0 | 0 | 0 | 0 | 0 | 0 | 0.003915 | -0.003991
1992 | 355.3229 | 0 | 0 | 0 | 0 | 0 | 0 | -0.003915 | 0.003991
1992 | 355.3333 | 0 | 0 | 0 | 0 | 0 | 0 | -0.003915 | -0.003991
1992 | 355.3438 | 0 | 0 | 0 | 0 | 0 | 0 | -0.003915 | -0.007982
1992 | 355.3542 | 0 | 0 | 0 | 0 | 0 | 0 | 0 | 0.003991
1992 | 355.3646 | 0 | 0 | 0 | 0 | 0 | 0 | -0.003915 | -1.1369e-13
1992 | 355.375 | 0.00783 | 0 | 0 | 0 | 0 | 0 | 0.003915 | 0.011973
1992 | 355.3854 | 0 | 0 | 0 | 0 | 0 | 0 | -0.003915 | 0.003991
1992 | 355.3958 | 0 | 0 | 0 | 0 | 0 | 0 | 0 | 0.003991
1992 | 355.4063 | 0.01566 | 0 | 0 | 0 | 0 | 0 | 1.1369e-13 | 0.015964
1992 | 355.4167 | 0.00783 | 0 | 0 | 0 | 0 | 0 | 0.019575 | 0.011973
1992 | 355.4271 | 0 | 0 | 0 | 0 | 0 | 0 | 0 | 0.003991
1992 | 355.4375 | 0 | 0 | 0 | 0 | 0 | 0 | 0.019575 | 0.023946
1992 | 355.4479 | 0 | 0 | 0 | 0 | 0 | 0 | -0.03132 | 0.003991
1992 | 355.4583 | 0 | 0 | 0 | 0 | 0 | 0 | 0.03132 | 0.031928
1992 | 355.4688 | 0 | 0 | 0 | 0 | 0 | 0 | 0.03132 | 0.011973
1992 | 355.4792 | 0 | 0 | 0 | 0 | 0 | 0 | 0.03132 | 0.023946
1992 | 355.4896 | 0 | 0 | 0 | 0 | 0 | 0 | -0.01566 | 0.019955
1992 | 355.5 | 0 | 0 | 0 | 0 | 0 | 0 | 0.05481 | 0.027937
1992 | 355.5104 | 0 | 0 | 0 | 0 | 0 | 0 | 0.011745 | 0.007982
1992 | 355.5208 | 0 | 0 | 0 | 0 | 0 | 0 | 0.02349 | 0.019955
1992 | 355.5313 | 0 | 0 | 0 | 0 | 0 | 0 | 0.019575 | 0.019955
1992 | 355.5417 | 0 | 0 | 0 | 0 | 0 | 0 | 0.003915 | 0.011973
1992 | 355.5521 | 0 | 0 | 0 | 0 | 0 | 0 | 0.027405 | 0.031928
1992 | 355.5625 | 0 | 0 | 0 | 0 | 0 | 0 | 0.035235 | 0.011973
1992 | 355.5729 | 0 | 0 | 0 | 0 | 0 | 0 | 0 | 0.011973
1992 | 355.5833 | 0 | 0 | 0 | 0 | 0 | 0 | 0.043065 | 0.023946
1992 | 355.5938 | 0 | 0 | 0 | 0 | 0 | 0 | -0.003915 | 0.015964
1992 | 355.6042 | 0 | 0 | 0 | 0 | 0 | 0 | 0.07047 | 0.019955
1992 | 355.6146 | 0 | 0 | 0 | 0 | 0 | 0 | 0.011745 | 0.011973
1992 | 355.625 | 0 | 0 | 0 | 0 | 0 | 0 | 0 | 0.023946
1992 | 355.6354 | 0 | 0 | 0 | 0 | 0 | 0 | 0.050895 | 0.027937
1992 | 355.6458 | 0 | 0 | 0 | 0 | 0 | 0 | 0.03132 | 0.023946
1992 | 355.6563 | 0 | 0 | 0 | 0 | 0 | 0 | 0.019575 | 0.011973
1992 | 355.6667 | 0 | 0 | 0 | 0 | 0 | 0 | 0.035235 | 0.035919
1992 | 355.6771 | 0 | 0 | 0 | 0 | 0 | 0 | 0.074385 | 0.007982
1992 | 355.6875 | 0 | 0 | 0 | 0 | 0 | 0 | -0.011745 | -0.003991
1992 | 355.6979 | 0 | 0 | 0 | 0 | 0 | 0 | 0.03132 | 0.035919
1992 | 355.7083 | 0 | 0 | 0 | 0 | 0 | 0 | 0.01566 | -0.003991
1992 | 355.7188 | 0.03132 | 0 | 0 | 0 | 0 | 0 | -0.003915 | -0.003991
1992 | 355.7292 | 0 | 0 | 0 | 0 | 0 | 0 | 0.03915 | 0.031928
1992 | 355.7396 | 0 | 0 | 0 | 0 | 0 | 0 | -0.019575 | 0.003991
1992 | 355.75 | 0 | 0 | 0 | 0 | 0 | 0 | 0.0783 | 0.007982
1992 | 355.7604 | 0 | 0 | 0 | 0 | 0 | 0 | -0.03915 | 0.007982
1992 | 355.7708 | 0 | 0 | 0 | 0 | 0 | 0 | -0.01566 | -1.1369e-13
1992 | 355.7813 | 0 | 0 | 0 | 0 | 0 | 0 | 0.043065 | 0.007982
1992 | 355.7917 | 0 | 0 | 0 | 0 | 0 | 0 | -0.04698 | 0.011973
1992 | 355.8021 | 0.03915 | 0 | 0 | 0 | 0 | 0 | -0.003915 | -0.007982
1992 | 355.8125 | 0 | 0 | 0 | 0 | 0 | 0 | -0.01566 | 0.003991
1992 | 355.8229 | 0 | 0 | 0 | 0 | 0 | 0 | 0.0783 | 0.019955
1992 | 355.8333 | 0 | 0 | 0 | 0 | 0 | 0 | -0.05481 | 0.003991
1992 | 355.8438 | 0 | 0.015964 | 0 | 0 | 0 | 0 | 0.019575 | 0.03991
1992 | 355.8542 | 0 | 0 | 0 | 0 | 0 | 0 | -0.00783 | -0.019955
1992 | 355.8646 | 0 | 0 | 0 | 0 | 0 | 0 | 0.003915 | 0.023946
1992 | 355.875 | 0 | 0 | 0 | 0 | 0 | 0 | 0.04698 | -0.011973
1992 | 355.8854 | 0 | 0 | 0 | 0 | 0 | 0 | -0.019575 | 0.019955
1992 | 355.8958 | 0 | 0 | 0 | 0 | 0 | 0 | 0.027405 | -0.007982
1992 | 355.9063 | 0 | 0 | 0 | 0 | 0 | 0 | 0.00783 | 0.019955
1992 | 355.9167 | 0.04698 | 0 | 0 | 0 | 0 | 0 | 0.011745 | 0.011973
1992 | 355.9271 | 0.00783 | 0 | 0 | 0 | 0 | 0 | 0.011745 | 1.1369e-13
1992 | 355.9375 | 0 | 0 | 0 | 0 | 0 | 0 | -0.019575 | -0.003991
1992 | 355.9479 | 0 | 0 | 0 | 0 | 0 | 0 | 0.058725 | 0.007982
1992 | 355.9583 | 0 | 0 | 0 | 0 | 0 | 0 | 0.003915 | 0.019955
1992 | 355.9688 | 0 | 0 | 0 | 0 | 0 | 0 | 0.019575 | 0.007982
1992 | 355.9792 | 0 | 0 | 0 | 0 | 0 | 0 | 0.019575 | 0.011973
1992 | 355.9896 | 0.05481 | 0 | 0 | 0 | 0 | 0 | -0.003915 | -0.027937
1992 | 356 | 0 | 0 | 0 | 0 | 0 | 0 | 0.00783 | 0.027937
1992 | 356.0104 | 0 | 0 | 0 | 0 | 0 | 0 | 0.090045 | 0.03991
1992 | 356.0208 | 0 | 0 | 0 | 0 | 0 | 0 | 0.03132 | 0.003991
1992 | 356.0313 | 0 | 0 | 0 | 0 | 0 | 0 | 0.00783 | -0.003991
1992 | 356.0417 | 0 | 0 | 0 | 0 | 0 | 0 | 0.011745 | 0.011973
1992 | 356.0521 | 0 | 0 | 0 | 0 | 0 | 0 | 0.011745 | -0.003991
1992 | 356.0625 | 0 | 0 | 0 | 0 | 0 | 0 | 0.019575 | 0
1992 | 356.0729 | 0 | 0 | 0 | 0 | 0 | 0 | 0.04698 | 0.007982
1992 | 356.0833 | 0 | 0 | 0 | 0 | 0 | 0 | -0.019575 | -0.003991
1992 | 356.0938 | 0 | 0 | 0 | 0 | 0 | 0 | 0.003915 | -0.003991
1992 | 356.1042 | 0 | 0 | 0 | 0 | 0 | 0 | 0.00783 | 0.007982
1992 | 356.1146 | 0 | 0 | 0 | 0 | 0 | 0 | -0.01566 | -0.003991
1992 | 356.125 | 0 | 0 | 0 | 0 | 0 | 0 | -0.003915 | 0.007982
1992 | 356.1354 | 0 | 0 | 0 | 0 | 0 | 0 | 0.03132 | 0
1992 | 356.1458 | 0 | 0 | 0 | 0 | 0 | 0 | 0.05481 | 0.015964
1992 | 356.1563 | 0 | 0 | 0 | 0 | 0 | 0 | 0.03132 | -0.003991
1992 | 356.1667 | 0 | 0 | 0 | 0 | 0 | 0 | -0.003915 | -0.011973
1992 | 356.1771 | 0 | 0 | 0 | 0 | 0 | 0 | -0.003915 | 0.011973
1992 | 356.1875 | 0 | 0 | 0 | 0 | 0 | 0 | 0.019575 | -0.007982
1992 | 356.1979 | 0 | 0 | 0 | 0 | 0 | 0 | -0.011745 | -0.011973
1992 | 356.2083 | 0.02349 | 0 | 0 | 0 | 0 | 0 | -0.003915 | -0.007982
1992 | 356.2188 | 0.03915 | 0 | 0 | 0 | 0 | 0 | 0.003915 | -0.003991
1992 | 356.2292 | 0.03132 | 0 | 0 | 0 | 0 | 0 | -0.003915 | 0.011973
1992 | 356.2396 | 0 | 0 | 0 | 0 | 0 | 0 | 0.019575 | 0
1992 | 356.25 | 0 | 0 | 0 | 0 | 0 | 0 | 0.02349 | 0.019955
1992 | 356.2604 | 0 | 0 | 0 | 0 | 0 | 0 | 0.058725 | 0
1992 | 356.2708 | 0 | 0 | 0 | 0 | 0 | 0 | 0.027405 | 0.03991
1992 | 356.2813 | 0 | 0 | 0 | 0 | 0 | 0 | -0.03915 | 0.003991
1992 | 356.2917 | 0.0783 | 0 | 0 | 0 | 0 | 0 | 0.003915 | -0.003991
1992 | 356.3021 | 0 | 0 | 0 | 0 | 0 | 0 | 0.14877 | 0.011973
1992 | 356.3125 | 0 | 0 | 0 | 0 | 0 | 0 | -0.003915 | 0.023946
1992 | 356.3229 | 0 | 0 | 0 | 0 | 0 | 0 | 0.04698 | 0.011973
1992 | 356.3333 | 0 | 0 | 0 | 0 | 0 | 0 | 0.011745 | 0.003991
1992 | 356.3438 | 0 | 0 | 0 | 0 | 0 | 0 | 0.01566 | 0.015964
1992 | 356.3542 | 0 | 0 | 0 | 0 | 0 | 0 | 0.011745 | 0
1992 | 356.3646 | 0 | 0 | 0 | 0 | 0 | 0 | 0.011745 | 0
1992 | 356.375 | 0 | 0 | 0 | 0 | 0 | 0 | 0.003915 | 0.003991
1992 | 356.3854 | 0 | 0 | 0 | 0 | 0 | 0 | 0.003915 | -0.003991
1992 | 356.3958 | 0 | 0 | 0 | 0 | 0 | 0 | -0.00783 | 0.003991
1992 | 356.4063 | 0 | 0 | 0 | 0 | 0 | 0 | 0.00783 | 0.003991
1992 | 356.4167 | 0 | 0 | 0 | 0 | 0 | 0 | 0.00783 | 0.007982
1992 | 356.4271 | 0 | 0 | 0 | 0 | 0 | 0 | 0.003915 | -0.003991
1992 | 356.4375 | 0 | 0 | 0 | 0 | 0 | 0 | 0.035235 | 0.015964
1992 | 356.4479 | 0 | 0 | 0 | 0 | 0 | 0 | 0.019575 | 0.015964
1992 | 356.4583 | 0 | 0 | 0 | 0 | 0 | 0 | 0.019575 | 0.003991
1992 | 356.4688 | 0 | 0 | 0 | 0 | 0 | 0 | 0.011745 | 0.007982
1992 | 356.4792 | 0 | 0 | 0 | 0 | 0 | 0 | 0.01566 | 0.007982
1992 | 356.4896 | 0 | 0 | 0 | 0 | 0 | 0 | 0.02349 | 0.011973
1992 | 356.5 | 0 | 0 | 0 | 0 | 0 | 0 | 0.03132 | 0.011973
1992 | 356.5104 | 0 | 0 | 0 | 0 | 0 | 0 | 0.019575 | 0.019955
1992 | 356.5208 | 0 | 0 | 0 | 0 | 0 | 0 | 0.043065 | 0.023946
1992 | 356.5313 | 0 | 0 | 0 | 0 | 0 | 0 | 0.06264 | 0.027937
1992 | 356.5417 | 0 | 0 | 0 | 0 | 0 | 0 | 0.03915 | 0.035919
1992 | 356.5521 | 0 | 0 | 0 | 0 | 0 | 0 | 0.035235 | 0.019955
1992 | 356.5625 | 0 | 0 | 0 | 0 | 0 | 0 | 0.03915 | 0.015964
1992 | 356.5729 | 0 | 0 | 0 | 0 | 0 | 0 | 0.019575 | 0.031928
1992 | 356.5833 | 0 | 0 | 0 | 0 | 0 | 0 | 0.035235 | 0.015964
1992 | 356.5938 | 0 | 0 | 0 | 0 | 0 | 0 | 0.050895 | 0.027937
1992 | 356.6042 | 0 | 0 | 0 | 0 | 0 | 0 | 0.02349 | 0.019955
1992 | 356.6146 | 0 | 0 | 0 | 0 | 0 | 0 | 0.03132 | 0.011973
1992 | 356.625 | 0 | 0 | 0 | 0 | 0 | 0 | 0.035235 | 0.023946
1992 | 356.6354 | 0 | 0 | 0 | 0 | 0 | 0 | 0.019575 | 0.019955
1992 | 356.6458 | 0 | 0 | 0 | 0 | 0 | 0 | 0.019575 | 0.015964
1992 | 356.6563 | 0 | 0 | 0 | 0 | 0 | 0 | 0.035235 | 0.019955
1992 | 356.6667 | 0 | 0 | 0 | 0 | 0 | 0 | 0.02349 | 0.011973
1992 | 356.6771 | 0 | 0 | 0 | 0 | 0 | 0 | 0.01566 | 0.023946
1992 | 356.6875 | 0 | 0 | 0 | 0 | 0 | 0 | 0.01566 | 0.007982
1992 | 356.6979 | 0 | 0 | 0 | 0 | 0 | 0 | -0.003915 | 0.007982
1992 | 356.7083 | 0 | 0 | 0 | 0 | 0 | 0 | 0.00783 | 0.003991
1992 | 356.7188 | 0 | 0 | 0 | 0 | 0 | 0 | 0.003915 | 0.003991
1992 | 356.7292 | 0 | 0 | 0 | 0 | 0 | 0 | 0 | 0.003991
1992 | 356.7396 | 0 | 0 | 0 | 0 | 0 | 0 | 0 | -0.003991
1992 | 356.75 | 0 | 0 | 0 | 0 | 0 | 0 | 0 | 0.003991
1992 | 356.7604 | 0 | 0 | 0 | 0 | 0 | 0 | 0 | 0
1992 | 356.7708 | 0 | 0 | 0 | 0 | 0 | 0 | 0 | 0.003991
1992 | 356.7813 | 0 | 0 | 0 | 0 | 0 | 0 | 0 | -0.003991
1992 | 356.7917 | 0 | 0 | 0 | 0 | 0 | 0 | 0.003915 | 0.007982
1992 | 356.8021 | 0 | 0 | 0 | 0 | 0 | 0 | -0.003915 | 0.007982
1992 | 356.8125 | 0 | 0 | 0 | 0 | 0 | 0 | 0.003915 | -0.003991
1992 | 356.8229 | 0 | 0 | 0 | 0 | 0 | 0 | -0.003915 | 0.003991
1992 | 356.8333 | 0 | 0 | 0 | 0 | 0 | 0 | 0.00783 | 0
1992 | 356.8438 | 0 | 0 | 0 | 0 | 0 | 0 | -0.003915 | 0.007982
1992 | 356.8542 | 0 | 0 | 0 | 0 | 0 | 0 | -0.003915 | -0.003991
1992 | 356.8646 | 0 | 0 | 0 | 0 | 0 | 0 | 0.00783 | 0.007982
1992 | 356.875 | 0 | 0 | 0 | 0 | 0 | 0 | -0.00783 | -0.003991
1992 | 356.8854 | 0.01566 | 0 | 0 | 0 | 0 | 0 | -0.00783 | 0
1992 | 356.8958 | 0 | 0 | 0 | 0 | 0 | 0 | 0 | 0.003991
1992 | 356.9063 | 0 | 0 | 0 | 0 | 0 | 0 | 0 | -0.003991
1992 | 356.9167 | 0.02349 | 0 | 0 | 0 | 0 | 0 | 0.003915 | 0.007982
1992 | 356.9271 | 0 | 0 | 0 | 0 | 0 | 0 | 0.011745 | 0
1992 | 356.9375 | 0.02349 | 0 | 0 | 0 | 0 | 0 | -0.00783 | 0.007982
1992 | 356.9479 | 0 | 0 | 0 | 0 | 0 | 0 | 0.019575 | 0.003991
1992 | 356.9583 | 0 | 0 | 0 | 0 | 0 | 0 | 0.003915 | -0.003991
1992 | 356.9688 | 0 | 0 | 0 | 0 | 0 | 0 | 0.02349 | 0
1992 | 356.9792 | 0 | 0 | 0 | 0 | 0 | 0 | -0.01566 | 0.003991
1992 | 356.9896 | 0 | 0 | 0 | 0 | 0 | 0 | -0.00783 | -0.003991
1992 | 357 | 0 | 0 | 0 | 0 | 0 | 0 | -0.003915 | 0.015964
1992 | 357.0104 | 0 | 0 | 0 | 0 | 0 | 0 | -0.003915 | 0
1992 | 357.0208 | 0 | 0 | 0 | 0 | 0 | 0 | 0.03132 | 0
1992 | 357.0313 | 0 | 0 | 0 | 0 | 0 | 0 | -0.00783 | 0
1992 | 357.0417 | 0 | 0 | 0 | 0 | 0 | 0 | 0.01566 | 0.023946
1992 | 357.0521 | 0 | 0 | 0 | 0 | 0 | 0 | 0.011745 | -0.011973
1992 | 357.0625 | 0 | 0 | 0 | 0 | 0 | 0 | -0.011745 | -0.003991
1992 | 357.0729 | 0.03132 | 0 | 0 | 0 | 0 | 0 | -0.011745 | 0
1992 | 357.0833 | 0 | 0 | 0 | 0 | 0 | 0 | -0.003915 | -0.003991
1992 | 357.0938 | 0.00783 | 0 | 0 | 0 | 0 | 0 | 1.1369e-13 | 0
1992 | 357.1042 | 0 | 0 | 0 | 0 | 0 | 0 | 0.00783 | 0.011973
1992 | 357.1146 | 0 | 0 | 0 | 0 | 0 | 0 | 0.027405 | -1.1369e-13
1992 | 357.125 | 0 | 0 | 0 | 0 | 0 | 0 | 0.01566 | 0.007982
1992 | 357.1354 | 0 | 0 | 0 | 0 | 0 | 0 | -0.019575 | -0.003991
1992 | 357.1458 | 0 | 0 | 0 | 0 | 0 | 0 | -0.02349 | -0.003991
1992 | 357.1563 | 0 | 0.007982 | 0 | 0 | 0 | 0 | 0 | 0.015964
1992 | 357.1667 | 0 | 0 | 0 | 0 | 0 | 0 | 0.011745 | 0
1992 | 357.1771 | 0 | 0 | 0 | 0 | 0 | 0 | 0.01566 | 0.003991
1992 | 357.1875 | 0 | 0 | 0 | 0 | 0 | 0 | 0.027405 | 0.003991
1992 | 357.1979 | 0 | 0 | 0 | 0 | 0 | 0 | -0.003915 | 0
1992 | 357.2083 | 0 | 0 | 0 | 0 | 0 | 0 | 0.01566 | 0.003991
1992 | 357.2188 | 0 | 0 | 0 | 0 | 0 | 0 | 0.00783 | -0.003991
1992 | 357.2292 | 0 | 0 | 0 | 0 | 0 | 0 | 0.011745 | 0
1992 | 357.2396 | 0 | 0 | 0 | 0 | 0 | 0 | -0.011745 | 0
1992 | 357.25 | 0 | 0 | 0 | 0 | 0 | 0 | 0.01566 | 0
1992 | 357.2604 | 0 | 0 | 0 | 0 | 0 | 0 | -0.027405 | 0.003991
1992 | 357.2708 | 0 | 0 | 0 | 0 | 0 | 0 | -1.1369e-13 | 0
1992 | 357.2813 | 0 | 0 | 0 | 0 | 0 | 0 | 0.011745 | -0.003991
1992 | 357.2917 | 0 | 0 | 0 | 0 | 0 | 0 | -0.01566 | -0.003991
1992 | 357.3021 | 0 | 0 | 0 | 0 | 0 | 0 | 0.011745 | -0.003991
1992 | 357.3125 | 0 | 0 | 0 | 0 | 0 | 0 | 0.003915 | 0.003991
1992 | 357.3229 | 0 | 0 | 0 | 0 | 0 | 0 | -0.01566 | -0.003991
1992 | 357.3333 | 0 | 0 | 0 | 0 | 0 | 0 | 0 | -1.1369e-13
1992 | 357.3438 | 0.00783 | 0 | 0 | 0 | 0 | 0 | -0.003915 | 0.003991
1992 | 357.3542 | 0 | 0 | 0 | 0 | 0 | 0 | 0.035235 | 0
1992 | 357.3646 | 0 | 0 | 0 | 0 | 0 | 0 | 0.00783 | -0.003991
1992 | 357.375 | 0 | 0 | 0 | 0 | 0 | 0 | 0.003915 | -0.003991
1992 | 357.3854 | 0 | 0 | 0 | 0 | 0 | 0 | 0.00783 | 0.003991
1992 | 357.3958 | 0 | 0 | 0 | 0 | 0 | 0 | 0 | 0
1992 | 357.4063 | 0.01566 | 0.007982 | 0 | 0 | 0 | 0 | -0.01566 | 0
1992 | 357.4167 | 0 | 0 | 0 | 0 | 0 | 0 | 0.019575 | 0.019955
1992 | 357.4271 | 0 | 0 | 0 | 0 | 0 | 0 | -0.019575 | 0
1992 | 357.4375 | 0 | 0 | 0 | 0 | 0 | 0 | 0.01566 | -0.003991
1992 | 357.4479 | 0 | 0 | 0 | 0 | 0 | 0 | 0.027405 | 0.027937
1992 | 357.4583 | 0 | 0 | 0 | 0 | 0 | 0 | 0.027405 | 0.027937
1992 | 357.4688 | 0 | 0 | 0 | 0 | 0 | 0 | 0.01566 | 0.015964
1992 | 357.4792 | 0 | 0 | 0 | 0 | 0 | 0 | -0.003915 | 0.007982
1992 | 357.4896 | 0 | 0 | 0 | 0 | 0 | 0 | 0.06264 | 0.047892
1992 | 357.5 | 0 | 0 | 0 | 0 | 0 | 0 | 0.074385 | 0.035919
1992 | 357.5104 | 0 | 0 | 0 | 0 | 0 | 0 | 0.090045 | 0.051883
1992 | 357.5208 | 0 | 0 | 0 | 0 | 0 | 0 | 0.066555 | 0.043901
1992 | 357.5313 | 0 | 0 | 0 | 0 | 0 | 0 | 0.027405 | 0.023946
1992 | 357.5417 | 0 | 0 | 0 | 0 | 0 | 0 | 0.03915 | 0.019955
1992 | 357.5521 | 0 | 0 | 0 | 0 | 0 | 0 | 0.02349 | 0.019955
1992 | 357.5625 | 0 | 0 | 0 | 0 | 0 | 0 | 0.01566 | 0.007982
1992 | 357.5729 | 0 | 0 | 0 | 0 | 0 | 0 | 0.019575 | 0.015964
1992 | 357.5833 | 0 | 0 | 0 | 0 | 0 | 0 | 0.011745 | 0.007982
1992 | 357.5938 | 0 | 0 | 0 | 0 | 0 | 0 | 0.02349 | 0.023946
1992 | 357.6042 | 0 | 0 | 0 | 0 | 0 | 0 | 0.019575 | 0.003991
1992 | 357.6146 | 0 | 0 | 0 | 0 | 0 | 0 | 0.019575 | 0.011973
1992 | 357.625 | 0 | 0 | 0 | 0 | 0 | 0 | 0.003915 | 0.007982
1992 | 357.6354 | 0 | 0 | 0 | 0 | 0 | 0 | 0.019575 | 0.011973
1992 | 357.6458 | 0 | 0 | 0 | 0 | 0 | 0 | 0.00783 | 0.007982
1992 | 357.6563 | 0 | 0 | 0 | 0 | 0 | 0 | 0.03132 | 0.015964
1992 | 357.6667 | 0 | 0 | 0 | 0 | 0 | 0 | 0.00783 | 0.011973
1992 | 357.6771 | 0 | 0 | 0 | 0 | 0 | 0 | 0.00783 | 0
1992 | 357.6875 | 0 | 0 | 0 | 0 | 0 | 0 | 0.011745 | 0.007982
1992 | 357.6979 | 0 | 0 | 0 | 0 | 0 | 0 | 0.00783 | 0.003991
1992 | 357.7083 | 0 | 0 | 0 | 0 | 0 | 0 | 0.00783 | 0
1992 | 357.7188 | 0 | 0 | 0 | 0 | 0 | 0 | 0 | 0.003991
1992 | 357.7292 | 0 | 0 | 0 | 0 | 0 | 0 | 0.00783 | 0
1992 | 357.7396 | 0 | 0 | 0 | 0 | 0 | 0 | -0.003915 | 0
1992 | 357.75 | 0 | 0 | 0 | 0 | 0 | 0 | 0.003915 | -0.003991
1992 | 357.7604 | 0 | 0 | 0 | 0 | 0 | 0 | 0 | 0.007982
1992 | 357.7708 | 0 | 0 | 0 | 0 | 0 | 0 | 0 | 0.003991
1992 | 357.7813 | 0 | 0 | 0 | 0 | 0 | 0 | 0.003915 | 0.003991
1992 | 357.7917 | 0 | 0 | 0 | 0 | 0 | 0 | 0.003915 | 0
1992 | 357.8021 | 0 | 0 | 0 | 0 | 0 | 0 | -0.003915 | 0.003991
1992 | 357.8125 | 0 | 0 | 0 | 0 | 0 | 0 | 0 | -0.003991
1992 | 357.8229 | 0 | 0 | 0 | 0 | 0 | 0 | 0 | 0.007982
1992 | 357.8333 | 0.00783 | 0 | 0 | 0 | 0 | 0 | 1.1369e-13 | 0.003991
1992 | 357.8438 | 0 | 0 | 0 | 0 | 0 | 0 | 0.02349 | 0.007982
1992 | 357.8542 | 0 | 0 | 0 | 0 | 0 | 0 | -0.01566 | 0.003991
1992 | 357.8646 | 0 | 0 | 0 | 0 | 0 | 0 | 0.01566 | 0.007982
1992 | 357.875 | 0 | 0 | 0 | 0 | 0 | 0 | 0 | -0.007982
1992 | 357.8854 | 0 | 0 | 0 | 0 | 0 | 0 | 0 | -0.003991
1992 | 357.8958 | 0 | 0 | 0 | 0 | 0 | 0 | -0.003915 | 0.015964
1992 | 357.9063 | 0 | 0 | 0 | 0 | 0 | 0 | 0 | 0.003991
1992 | 357.9167 | 0 | 0 | 0 | 0 | 0 | 0 | 0 | 0.019955
1992 | 357.9271 | 0 | 0 | 0 | 0 | 0 | 0 | 0 | 0.003991
1992 | 357.9375 | 0 | 0 | 0 | 0 | 0 | 0 | 0.019575 | -1.1369e-13
1992 | 357.9479 | 0 | 0 | 0 | 0 | 0 | 0 | 0.01566 | -0.003991
1992 | 357.9583 | 0 | 0 | 0 | 0 | 0 | 0 | 0.011745 | -0.003991
1992 | 357.9688 | 0 | 0 | 0 | 0 | 0 | 0 | -0.019575 | 0.011973
1992 | 357.9792 | 0 | 0 | 0 | 0 | 0 | 0 | 0.011745 | 0.003991
1992 | 357.9896 | 0 | 0 | 0 | 0 | 0 | 0 | 0.00783 | -0.003991
1992 | 358 | 0 | 0 | 0 | 0 | 0 | 0 | 0.003915 | -0.003991
1992 | 358.0104 | 0 | 0 | 0 | 0 | 0 | 0 | -0.00783 | -0.003991
1992 | 358.0208 | 0 | 0 | 0 | 0 | 0 | 0 | 0.003915 | 0.003991
1992 | 358.0313 | 0 | 0 | 0 | 0 | 0 | 0 | 0 | 0
1992 | 358.0417 | 0 | 0 | 0 | 0 | 0 | 0 | -0.003915 | -0.003991
1992 | 358.0521 | 0 | 0 | 0 | 0 | 0 | 0 | 0 | 0.003991
1992 | 358.0625 | 0 | 0 | 0 | 0 | 0 | 0 | 0 | 0.007982
1992 | 358.0729 | 0 | 0 | 0 | 0 | 0 | 0 | 0.00783 | 0
1992 | 358.0833 | 0.01566 | 0 | 0 | 0 | 0 | 0 | 0.003915 | 0.015964
1992 | 358.0938 | 0.00783 | 0 | 0 | 0 | 0 | 0 | -0.003915 | -0.023946
1992 | 358.1042 | 0 | 0 | 0 | 0 | 0 | 0 | 0.00783 | 0
1992 | 358.1146 | 0.01566 | 0 | 0 | 0 | 0 | 0 | 0.003915 | 0.007982
1992 | 358.125 | 0 | 0 | 0 | 0 | 0 | 0 | 0 | 0
1992 | 358.1354 | 0 | 0 | 0 | 0 | 0 | 0 | 0.011745 | -0.007982
1992 | 358.1458 | 0 | 0 | 0 | 0 | 0 | 0 | -0.003915 | -0.003991
1992 | 358.1563 | 0 | 0 | 0 | 0 | 0 | 0 | 0.00783 | 0.003991
1992 | 358.1667 | 0 | 0 | 0 | 0 | 0 | 0 | 0.003915 | 0
1992 | 358.1771 | 0 | 0 | 0 | 0 | 0 | 0 | 0.003915 | 0.003991
1992 | 358.1875 | 0 | 0 | 0 | 0 | 0 | 0 | -0.003915 | 0.003991
1992 | 358.1979 | 0 | 0 | 0 | 0 | 0 | 0 | 0 | 0
1992 | 358.2083 | 0 | 0 | 0 | 0 | 0 | 0 | 0 | 0
1992 | 358.2188 | 0 | 0 | 0 | 0 | 0 | 0 | -0.00783 | -0.007982
1992 | 358.2292 | 0 | 0 | 0 | 0 | 0 | 0 | -0.003915 | 0.003991
1992 | 358.2396 | 0.02349 | 0 | 0 | 0 | 0 | 0 | 0 | -0.003991
1992 | 358.25 | 0.02349 | 0.015964 | 0 | 0 | 0 | 0 | 0.003915 | 0.003991
1992 | 358.2604 | 0 | 0 | 0 | 0 | 0 | 0 | 0.01566 | 0.003991
1992 | 358.2708 | 0 | 0 | 0 | 0 | 0 | 0 | -0.027405 | -0.011973
1992 | 358.2813 | 0 | 0 | 0 | 0 | 0 | 0 | 0.02349 | 0.019955
1992 | 358.2917 | 0 | 0 | 0 | 0 | 0 | 0 | 0.019575 | 0.003991
1992 | 358.3021 | 0 | 0 | 0 | 0 | 0 | 0 | -0.027405 | -0.003991
1992 | 358.3125 | 0 | 0 | 0 | 0 | 0 | 0 | 0.019575 | 0.003991
1992 | 358.3229 | 0 | 0 | 0 | 0 | 0 | 0 | 0 | 0.003991
1992 | 358.3333 | 0 | 0 | 0 | 0 | 0 | 0 | 0.00783 | 0
1992 | 358.3438 | 0 | 0 | 0 | 0 | 0 | 0 | 0.003915 | 0.003991
1992 | 358.3542 | 0 | 0 | 0 | 0 | 0 | 0 | 0 | 0
1992 | 358.3646 | 0 | 0 | 0 | 0 | 0 | 0 | 0.00783 | 0.003991
1992 | 358.375 | 0 | 0 | 0 | 0 | 0 | 0 | -0.00783 | -0.007982
1992 | 358.3854 | 0 | 0 | 0 | 0 | 0 | 0 | 0.019575 | 0
1992 | 358.3958 | 0 | 0.007982 | 0 | 0 | 0 | 0 | -0.003915 | 0.015964
1992 | 358.4063 | 0 | 0 | 0 | 0 | 0 | 0 | 0.019575 | 0.019955
1992 | 358.4167 | 0 | 0 | 0 | 0 | 0 | 0 | -0.019575 | 0.003991
1992 | 358.4271 | 0 | 0 | 0 | 0 | 0 | 0 | 0.01566 | 0.019955
1992 | 358.4375 | 0 | 0 | 0 | 0 | 0 | 0 | 0.003915 | 0.003991
1992 | 358.4479 | 0 | 0 | 0 | 0 | 0 | 0 | 0.03915 | 0.035919
1992 | 358.4583 | 0 | 0 | 0 | 0 | 0 | 0 | 0.027405 | 0.019955
1992 | 358.4688 | 0 | 0 | 0 | 0 | 0 | 0 | 0.050895 | 0.027937
1992 | 358.4792 | 0 | 0 | 0 | 0 | 0 | 0 | 0.02349 | 0.015964
1992 | 358.4896 | 0 | 0 | 0 | 0 | 0 | 0 | 0.035235 | 0.027937
1992 | 358.5 | 0 | 0 | 0 | 0 | 0 | 0 | 0.06264 | 0.031928
1992 | 358.5104 | 0 | 0 | 0 | 0 | 0 | 0 | 0.03915 | 0.023946
1992 | 358.5208 | 0 | 0 | 0 | 0 | 0 | 0 | 0.027405 | 0.023946
1992 | 358.5313 | 0 | 0 | 0 | 0 | 0 | 0 | 0.02349 | -0.003991
1992 | 358.5417 | 0 | 0 | 0 | 0 | 0 | 0 | 0.00783 | 0.023946
1992 | 358.5521 | 0 | 0 | 0 | 0 | 0 | 0 | 0.027405 | 0.015964
1992 | 358.5625 | 0 | 0 | 0 | 0 | 0 | 0 | 0.04698 | 0.019955
1992 | 358.5729 | 0 | 0 | 0 | 0 | 0 | 0 | 0.035235 | 0.015964
1992 | 358.5833 | 0 | 0 | 0 | 0 | 0 | 0 | 0.02349 | 0.019955
1992 | 358.5938 | 0 | 0 | 0 | 0 | 0 | 0 | 0.035235 | 0.019955
1992 | 358.6042 | 0 | 0 | 0 | 0 | 0 | 0 | 0.03132 | 0.027937
1992 | 358.6146 | 0 | 0 | 0 | 0 | 0 | 0 | 0.01566 | -0.003991
1992 | 358.625 | 0 | 0 | 0 | 0 | 0 | 0 | 0.03915 | 0.023946
1992 | 358.6354 | 0 | 0 | 0 | 0 | 0 | 0 | 0.01566 | 0.011973
1992 | 358.6458 | 0 | 0 | 0 | 0 | 0 | 0 | 0.035235 | 0.011973
1992 | 358.6563 | 0 | 0 | 0 | 0 | 0 | 0 | 0.02349 | 0.003991
1992 | 358.6667 | 0 | 0 | 0 | 0 | 0 | 0 | 0.03132 | 0.023946
1992 | 358.6771 | 0 | 0 | 0 | 0 | 0 | 0 | 0.02349 | 0.011973
1992 | 358.6875 | 0 | 0 | 0 | 0 | 0 | 0 | 0.019575 | -0.007982
1992 | 358.6979 | 0 | 0 | 0 | 0 | 0 | 0 | 0.01566 | 0.015964
1992 | 358.7083 | 0 | 0 | 0 | 0 | 0 | 0 | 0.00783 | 0.003991
1992 | 358.7188 | 0 | 0 | 0 | 0 | 0 | 0 | 0.019575 | 0.007982
1992 | 358.7292 | 0 | 0 | 0 | 0 | 0 | 0 | 0.01566 | 0.003991
1992 | 358.7396 | 0 | 0 | 0 | 0 | 0 | 0 | 0.003915 | 0.003991
1992 | 358.75 | 0 | 0 | 0 | 0 | 0 | 0 | 0.00783 | 0.003991
1992 | 358.7604 | 0 | 0 | 0 | 0 | 0 | 0 | 0 | 0
1992 | 358.7708 | 0 | 0 | 0 | 0 | 0 | 0 | 0.00783 | 0.003991
1992 | 358.7813 | 0 | 0 | 0 | 0 | 0 | 0 | -0.003915 | -0.003991
1992 | 358.7917 | 0 | 0 | 0 | 0 | 0 | 0 | 0.03132 | 0.015964
1992 | 358.8021 | 0 | 0 | 0 | 0 | 0 | 0 | -0.01566 | 0.011973
1992 | 358.8125 | 0 | 0 | 0 | 0 | 0 | 0 | 0.003915 | -0.003991
1992 | 358.8229 | 0 | 0 | 0 | 0 | 0 | 0 | 0 | 1.1369e-13
1992 | 358.8333 | 0 | 0 | 0 | 0 | 0 | 0 | 0.003915 | 0.011973
1992 | 358.8438 | 0 | 0 | 0 | 0 | 0 | 0 | 0.003915 | 0
1992 | 358.8542 | 0 | 0 | 0 | 0 | 0 | 0 | -0.00783 | 0
1992 | 358.8646 | 0.01566 | 0 | 0 | 0 | 0 | 0 | -0.003915 | 0
1992 | 358.875 | 0 | 0 | 0 | 0 | 0 | 0 | 0.011745 | -0.003991
1992 | 358.8854 | 0 | 0 | 0 | 0 | 0 | 0 | 0 | 0.011973
1992 | 358.8958 | 0 | 0 | 0 | 0 | 0 | 0 | 0 | -0.007982
1992 | 358.9063 | 0 | 0 | 0 | 0 | 0 | 0 | 0 | 0.007982
1992 | 358.9167 | 0 | 0 | 0 | 0 | 0 | 0 | 0.019575 | 0.007982
1992 | 358.9271 | 0 | 0 | 0 | 0 | 0 | 0 | 0 | 0.003991
1992 | 358.9375 | 0 | 0 | 0 | 0 | 0 | 0 | 0.003915 | 0.003991
1992 | 358.9479 | 0 | 0 | 0 | 0 | 0 | 0 | 0.011745 | 0.003991
1992 | 358.9583 | 0 | 0 | 0 | 0 | 0 | 0 | 0.00783 | -0.003991
1992 | 358.9688 | 0 | 0 | 0 | 0 | 0 | 0 | -0.003915 | 0.003991
1992 | 358.9792 | 0 | 0 | 0 | 0 | 0 | 0 | 0.01566 | 0
1992 | 358.9896 | 0 | 0 | 0 | 0 | 0 | 0 | -0.00783 | 0
1992 | 359 | 0 | 0 | 0 | 0 | 0 | 0 | 0.003915 | 0.003991
1992 | 359.0104 | 0 | 0 | 0 | 0 | 0 | 0 | 0.003915 | -0.003991
1992 | 359.0208 | 0 | 0 | 0 | 0 | 0 | 0 | 0.00783 | 0.003991
1992 | 359.0313 | 0 | 0 | 0 | 0 | 0 | 0 | 0.00783 | 0
1992 | 359.0417 | 0 | 0 | 0 | 0 | 0 | 0 | -0.003915 | 0
1992 | 359.0521 | 0 | 0 | 0 | 0 | 0 | 0 | 0 | 0.003991
1992 | 359.0625 | 0 | 0 | 0 | 0 | 0 | 0 | -0.003915 | -0.003991
1992 | 359.0729 | 0 | 0 | 0 | 0 | 0 | 0 | 0 | 0
1992 | 359.0833 | 0 | 0 | 0 | 0 | 0 | 0 | -0.003915 | 0
1992 | 359.0938 | 0 | 0 | 0 | 0 | 0 | 0 | 0.00783 | 0.007982
1992 | 359.1042 | 0 | 0 | 0 | 0 | 0 | 0 | 0.003915 | -0.003991
1992 | 359.1146 | 0 | 0 | 0 | 0 | 0 | 0 | -0.003915 | -0.003991
1992 | 359.125 | 0 | 0 | 0 | 0 | 0 | 0 | 0 | 0.003991
1992 | 359.1354 | 0 | 0 | 0 | 0 | 0 | 0 | 0.003915 | 0
1992 | 359.1458 | 0 | 0 | 0 | 0 | 0 | 0 | 0.003915 | 0
1992 | 359.1563 | 0 | 0 | 0 | 0 | 0 | 0 | -0.003915 | 0
1992 | 359.1667 | 0.00783 | 0 | 0 | 0 | 0 | 0 | -0.003915 | -0.003991
1992 | 359.1771 | 0.00783 | 0 | 0 | 0 | 0 | 0 | -0.003915 | 0
1992 | 359.1875 | 0.00783 | 0 | 0 | 0 | 0 | 0 | 0.00783 | -0.003991
1992 | 359.1979 | 0 | 0 | 0 | 0 | 0 | 0 | -0.00783 | 0.007982
1992 | 359.2083 | 0.02349 | 0 | 0 | 0 | 0 | 0 | 1.1369e-13 | -0.007982
1992 | 359.2188 | 0.01566 | 0.007982 | 0 | 0 | 0 | 0 | -0.019575 | 0.003991
1992 | 359.2292 | 0 | 0 | 0 | 0 | 0 | 0 | -0.003915 | 0.011973
1992 | 359.2396 | 0.03132 | 0 | 0 | 0 | 0 | 0 | 0 | -0.003991
1992 | 359.25 | 0 | 0 | 0 | 0 | 0 | 0 | 0.03132 | 0
1992 | 359.2604 | 0 | 0 | 0 | 0 | 0 | 0 | 0 | 0.003991
1992 | 359.2708 | 0 | 0 | 0 | 0 | 0 | 0 | -0.019575 | 0.003991
1992 | 359.2813 | 0 | 0 | 0 | 0 | 0 | 0 | -0.003915 | 0.003991
1992 | 359.2917 | 0 | 0 | 0 | 0 | 0 | 0 | -0.027405 | -0.011973
1992 | 359.3021 | 0 | 0 | 0 | 0 | 0 | 0 | 0 | 0.003991
1992 | 359.3125 | 0 | 0 | 0 | 0 | 0 | 0 | -0.003915 | -0.003991
1992 | 359.3229 | 0.03132 | 0 | 0 | 0 | 0 | 0 | -0.003915 | 0
1992 | 359.3333 | 0 | 0 | 0 | 0 | 0 | 0 | 0.050895 | -0.003991
1992 | 359.3438 | 0 | 0.007982 | 0 | 0 | 0 | 0 | -0.00783 | 0.007982
1992 | 359.3542 | 0 | 0 | 0 | 0 | 0 | 0 | 0.003915 | 0.011973
1992 | 359.3646 | 0 | 0 | 0 | 0 | 0 | 0 | 0.04698 | 0
1992 | 359.375 | 0 | 0 | 0 | 0 | 0 | 0 | -0.003915 | 0
1992 | 359.3854 | 0 | 0 | 0 | 0 | 0 | 0 | -0.003915 | 0.007982
1992 | 359.3958 | 0 | 0 | 0 | 0 | 0 | 0 | -0.027405 | -0.007982
1992 | 359.4063 | 0 | 0 | 0 | 0 | 0 | 0 | -0.03132 | 0.019955
1992 | 359.4167 | 0 | 0 | 0 | 0 | 0 | 0 | 0.00783 | 0.007982
1992 | 359.4271 | 0 | 0 | 0 | 0 | 0 | 0 | 0.019575 | 0.011973
1992 | 359.4375 | 0 | 0 | 0 | 0 | 0 | 0 | -0.00783 | 0.035919
1992 | 359.4479 | 0 | 0 | 0 | 0 | 0 | 0 | 0.01566 | 0.007982
1992 | 359.4583 | 0 | 0 | 0 | 0 | 0 | 0 | 0.02349 | 0.011973
1992 | 359.4688 | 0.03915 | 0 | 0 | 0 | 0 | 0 | -0.003915 | 0.011973
1992 | 359.4792 | 0.09396 | 0 | 0 | 0 | 0 | 0 | 0.04698 | 0.03991
1992 | 359.4896 | 0 | 0 | 0 | 0 | 0 | 0 | 0.03915 | -0.015964
1992 | 359.5 | 0 | 0 | 0 | 0 | 0 | 0 | -0.011745 | 0.011973
1992 | 359.5104 | 0 | 0 | 0 | 0 | 0 | 0 | 0.003915 | 0.011973
1992 | 359.5208 | 0.04698 | 0.023946 | 0 | 0 | 0 | 0 | -0.027405 | 0.015964
1992 | 359.5313 | 0 | 0 | 0 | 0 | 0 | 0 | -0.05481 | 0.011973
1992 | 359.5417 | 0 | 0 | 0 | 0 | 0 | 0 | 0.09396 | 0.051883
1992 | 359.5521 | 0 | 0 | 0 | 0 | 0 | 0 | -0.03132 | -0.031928
1992 | 359.5625 | 0 | 0 | 0 | 0 | 0 | 0 | -0.050895 | 0.03991
1992 | 359.5729 | 0 | 0 | 0 | 0 | 0 | 0 | 0.14486 | -0.031928
1992 | 359.5833 | 0 | 0 | 0 | 0 | 0 | 0 | 0.027405 | 0.055874
1992 | 359.5938 | 0 | 0 | 0 | 0 | 0 | 0 | -0.00783 | 0.047892
1992 | 359.6042 | 0 | 0 | 0 | 0 | 0 | 0 | 0.019575 | -0.019955
1992 | 359.6146 | 0 | 0 | 0 | 0 | 0 | 0 | 0.097875 | -0.031928
1992 | 359.625 | 0 | 0 | 0 | 0 | 0 | 0 | 0.04698 | 0.051883
1992 | 359.6354 | 0 | 0 | 0 | 0 | 0 | 0 | 0.0783 | 0.051883
1992 | 359.6458 | 0 | 0 | 0 | 0 | 0 | 0 | -0.003915 | 0.023946
1992 | 359.6563 | 0 | 0 | 0 | 0 | 0 | 0 | 0.12136 | 0.023946
1992 | 359.6667 | 0 | 0 | 0 | 0 | 0 | 0 | -0.11745 | -0.031928
1992 | 359.6771 | 0 | 0 | 0 | 0 | 0 | 0 | 0.15269 | 0.03991
1992 | 359.6875 | 0 | 0.015964 | 0 | 0 | 0 | 0 | -0.003915 | -0.007982
1992 | 359.6979 | 0 | 0 | 0 | 0 | 0 | 0 | 0.08613 | 0.059865
1992 | 359.7083 | 0 | 0 | 0 | 0 | 0 | 0 | 0.082215 | 0.007982
1992 | 359.7188 | 0 | 0 | 0 | 0 | 0 | 0 | -0.074385 | 0.023946
1992 | 359.7292 | 0 | 0 | 0 | 0 | 0 | 0 | 0.082215 | 0.011973
1992 | 359.7396 | 0 | 0 | 0 | 0 | 0 | 0 | 0.12528 | 0.031928
1992 | 359.75 | 0 | 0 | 0 | 0 | 0 | 0 | 0.097875 | 0
1992 | 359.7604 | 0 | 0 | 0 | 0 | 0 | 0 | 0.03132 | 0.015964
1992 | 359.7708 | 0 | 0 | 0 | 0 | 0 | 0 | 0.019575 | 0
1992 | 359.7813 | 0 | 0 | 0 | 0 | 0 | 0 | -0.011745 | 0.003991
1992 | 359.7917 | 0.06264 | 0 | 0 | 0 | 0 | 0 | 1.1369e-13 | -0.011973
1992 | 359.8021 | 0.01566 | 0 | 0 | 0 | 0 | 0 | -0.07047 | -0.007982
1992 | 359.8125 | 0 | 0 | 0 | 0 | 0 | 0 | 0.011745 | 0.027937
1992 | 359.8229 | 0 | 0 | 0 | 0 | 0 | 0 | 0.09396 | 0.007982
1992 | 359.8333 | 0 | 0 | 0 | 0 | 0 | 0 | -0.003915 | -0.011973
1992 | 359.8438 | 0.03915 | 0 | 0 | 0 | 0 | 0 | -0.011745 | 0.003991
1992 | 359.8542 | 0 | 0 | 0 | 0 | 0 | 0 | -0.027405 | 0.015964
1992 | 359.8646 | 0.03915 | 0 | 0 | 0 | 0 | 0 | 0.011745 | 0.003991
1992 | 359.875 | 0 | 0 | 0 | 0 | 0 | 0 | 0.02349 | 0.011973
1992 | 359.8854 | 0 | 0 | 0 | 0 | 0 | 0 | 0.043065 | 0.007982
1992 | 359.8958 | 0.03132 | 0 | 0 | 0 | 0 | 0 | -0.01566 | -0.007982
1992 | 359.9063 | 0.05481 | 0.007982 | 0 | 0 | 0 | 0 | -0.019575 | 0.007982
1992 | 359.9167 | 0 | 0 | 0 | 0 | 0 | 0 | 0.097875 | 0.007982
1992 | 359.9271 | 0 | 0 | 0 | 0 | 0 | 0 | 0.01566 | 0.007982
1992 | 359.9375 | 0 | 0 | 0 | 0 | 0 | 0 | -0.03132 | -0.011973
1992 | 359.9479 | 0 | 0 | 0 | 0 | 0 | 0 | 0.10179 | 0.03991
1992 | 359.9583 | 0 | 0 | 0 | 0 | 0 | 0 | 0.01566 | 0.003991
1992 | 359.9688 | 0.04698 | 0 | 0 | 0 | 0 | 0 | 0.00783 | -0.015964
1992 | 359.9792 | 0.01566 | 0 | 0 | 0 | 0 | 0 | -0.003915 | 0.015964
1992 | 359.9896 | 0 | 0 | 0 | 0 | 0 | 0 | 0.12528 | 0.027937
1992 | 360 | 0 | 0 | 0 | 0 | 0 | 0 | -0.003915 | -0.015964
1992 | 360.0104 | 0 | 0 | 0 | 0 | 0 | 0 | -0.050895 | 0
1992 | 360.0208 | 0 | 0 | 0 | 0 | 0 | 0 | 0.011745 | 0.003991
1992 | 360.0313 | 0 | 0 | 0 | 0 | 0 | 0 | 0.050895 | 0.015964
1992 | 360.0417 | 0 | 0 | 0 | 0 | 0 | 0 | -0.00783 | 0.007982
1992 | 360.0521 | 0 | 0 | 0 | 0 | 0 | 0 | 0.08613 | 0.007982
1992 | 360.0625 | 0 | 0 | 0 | 0 | 0 | 0 | 0.04698 | 0.007982
1992 | 360.0729 | 0 | 0 | 0 | 0 | 0 | 0 | -0.00783 | -0.015964
1992 | 360.0833 | 0 | 0 | 0 | 0 | 0 | 0 | 0.011745 | 0.003991
1992 | 360.0938 | 0.04698 | 0.015964 | 0 | 0 | 0 | 0 | 0 | 0.003991
1992 | 360.1042 | 0.09396 | 0.007982 | 0 | 0 | 0 | 0 | 0 | -0.007982
1992 | 360.1146 | 0 | 0.03991 | 0 | 0 | 0 | 0 | -0.027405 | 0.019955
1992 | 360.125 | 0 | 0 | 0 | 0 | 0 | 0 | -0.003915 | -0.011973
1992 | 360.1354 | 0 | 0 | 0 | 0 | 0 | 0 | 0.043065 | 0.055874
1992 | 360.1458 | 0 | 0 | 0 | 0 | 0 | 0 | -0.043065 | 0.003991
1992 | 360.1563 | 0.00783 | 0 | 0 | 0 | 0 | 0 | -0.00783 | -0.015964
1992 | 360.1667 | 0 | 0 | 0 | 0 | 0 | 0 | 0.03132 | -0.007982
1992 | 360.1771 | 0 | 0 | 0 | 0 | 0 | 0 | 0.0783 | 0.059865
1992 | 360.1875 | 0 | 0 | 0 | 0 | 0 | 0 | -0.01566 | 0.015964
1992 | 360.1979 | 0 | 0 | 0 | 0 | 0 | 0 | 0.003915 | -0.019955
1992 | 360.2083 | 0 | 0 | 0 | 0 | 0 | 0 | 0.027405 | 0.023946
1992 | 360.2188 | 0 | 0 | 0 | 0 | 0 | 0 | -0.003915 | 0
1992 | 360.2292 | 0 | 0 | 0 | 0 | 0 | 0 | 0.00783 | 0.003991
1992 | 360.2396 | 0 | 0 | 0 | 0 | 0 | 0 | 0 | 0.023946
1992 | 360.25 | 0 | 0 | 0 | 0 | 0 | 0 | 0.050895 | 0.023946
1992 | 360.2604 | 0 | 0 | 0 | 0 | 0 | 0 | 0 | -0.011973
1992 | 360.2708 | 0 | 0 | 0 | 0 | 0 | 0 | 0 | 0.059865
1992 | 360.2813 | 0 | 0 | 0 | 0 | 0 | 0 | 0.01566 | -0.03991
1992 | 360.2917 | 0 | 0 | 0 | 0 | 0 | 0 | 0.019575 | -0.031928
1992 | 360.3021 | 0 | 0 | 0 | 0 | 0 | 0 | 0 | 0.071838
1992 | 360.3125 | 0 | 0 | 0 | 0 | 0 | 0 | 0.04698 | -0.023946
1992 | 360.3229 | 0.02349 | 0 | 0 | 0 | 0 | 0 | 0.011745 | 0.023946
1992 | 360.3333 | 0 | 0 | 0 | 0 | 0 | 0 | 0.00783 | 0.007982
1992 | 360.3438 | 0 | 0 | 0 | 0 | 0 | 0 | 0.019575 | -0.011973
1992 | 360.3542 | 0 | 0 | 0 | 0 | 0 | 0 | 0.00783 | 0.011973
1992 | 360.3646 | 0 | 0 | 0 | 0 | 0 | 0 | 0.019575 | 0.007982
1992 | 360.375 | 0 | 0 | 0 | 0 | 0 | 0 | 0.019575 | -0.011973
1992 | 360.3854 | 0 | 0 | 0 | 0 | 0 | 0 | 0.011745 | 0.031928
1992 | 360.3958 | 0 | 0 | 0 | 0 | 0 | 0 | 0.00783 | -0.007982
1992 | 360.4063 | 0 | 0 | 0 | 0 | 0 | 0 | 0.00783 | 0
1992 | 360.4167 | 0 | 0 | 0 | 0 | 0 | 0 | 0 | 0.007982
1992 | 360.4271 | 0 | 0 | 0 | 0 | 0 | 0 | 0.03132 | 0.011973
1992 | 360.4375 | 0 | 0 | 0 | 0 | 0 | 0 | 0.00783 | 0.011973
1992 | 360.4479 | 0 | 0 | 0 | 0 | 0 | 0 | 0.050895 | 0.019955
1992 | 360.4583 | 0 | 0 | 0 | 0 | 0 | 0 | 0.03915 | 0.015964
1992 | 360.4688 | 0 | 0 | 0 | 0 | 0 | 0 | 0.003915 | -0.015964
1992 | 360.4792 | 0 | 0 | 0 | 0 | 0 | 0 | 0.027405 | 0.019955
1992 | 360.4896 | 0 | 0 | 0 | 0 | 0 | 0 | 0.019575 | 0.011973
1992 | 360.5 | 0 | 0 | 0 | 0 | 0 | 0 | 0.03132 | 0.007982
1992 | 360.5104 | 0 | 0 | 0 | 0 | 0 | 0 | 0.04698 | 0.011973
1992 | 360.5208 | 0 | 0 | 0 | 0 | 0 | 0 | -0.003915 | 0
1992 | 360.5313 | 0 | 0 | 0 | 0 | 0 | 0 | 0.01566 | 0.007982
1992 | 360.5417 | 0 | 0 | 0 | 0 | 0 | 0 | 0.035235 | 0.003991
1992 | 360.5521 | 0 | 0 | 0 | 0 | 0 | 0 | -0.003915 | 0.007982
1992 | 360.5625 | 0 | 0 | 0 | 0 | 0 | 0 | 0.035235 | 0.007982
1992 | 360.5729 | 0 | 0 | 0 | 0 | 0 | 0 | 0.00783 | -0.003991
1992 | 360.5833 | 0 | 0 | 0 | 0 | 0 | 0 | 0.01566 | 0.003991
1992 | 360.5938 | 0 | 0 | 0 | 0 | 0 | 0 | 0.019575 | 0.007982
1992 | 360.6042 | 0 | 0 | 0 | 0 | 0 | 0 | 0.019575 | -1.1369e-13
1992 | 360.6146 | 0 | 0 | 0 | 0 | 0 | 0 | 0.01566 | 0.007982
1992 | 360.625 | 0 | 0 | 0 | 0 | 0 | 0 | 0.01566 | 0
1992 | 360.6354 | 0 | 0 | 0 | 0 | 0 | 0 | 0.00783 | 0.003991
1992 | 360.6458 | 0 | 0 | 0 | 0 | 0 | 0 | 0.00783 | 0.003991
1992 | 360.6563 | 0 | 0 | 0 | 0 | 0 | 0 | 0.003915 | -0.003991
1992 | 360.6667 | 0 | 0 | 0 | 0 | 0 | 0 | 0.003915 | 0.003991
1992 | 360.6771 | 0 | 0 | 0 | 0 | 0 | 0 | 0.003915 | 0
1992 | 360.6875 | 0 | 0 | 0 | 0 | 0 | 0 | 0.01566 | 0.007982
1992 | 360.6979 | 0 | 0 | 0 | 0 | 0 | 0 | -0.003915 | 0
1992 | 360.7083 | 0 | 0 | 0 | 0 | 0 | 0 | 0.00783 | 0
1992 | 360.7188 | 0.00783 | 0 | 0 | 0 | 0 | 0 | -0.00783 | 0.003991
1992 | 360.7292 | 0 | 0 | 0 | 0 | 0 | 0 | 0.003915 | -0.003991
1992 | 360.7396 | 0 | 0 | 0 | 0 | 0 | 0 | 0.011745 | 0.003991
1992 | 360.75 | 0 | 0 | 0 | 0 | 0 | 0 | 0 | 0.003991
1992 | 360.7604 | 0 | 0 | 0 | 0 | 0 | 0 | -0.003915 | 0
1992 | 360.7708 | 0 | 0 | 0 | 0 | 0 | 0 | 0.003915 | 0
1992 | 360.7813 | 0 | 0 | 0 | 0 | 0 | 0 | 0 | 0.015964
1992 | 360.7917 | 0 | 0 | 0 | 0 | 0 | 0 | -0.003915 | -0.007982
1992 | 360.8021 | 0 | 0 | 0 | 0 | 0 | 0 | -0.003915 | 0
1992 | 360.8125 | 0 | 0 | 0 | 0 | 0 | 0 | 0.00783 | 0
1992 | 360.8229 | 0 | 0 | 0 | 0 | 0 | 0 | 0 | 0.007982
1992 | 360.8333 | 0 | 0 | 0 | 0 | 0 | 0 | 0 | 0
1992 | 360.8438 | 0 | 0 | 0 | 0 | 0 | 0 | 0.00783 | 0.003991
1992 | 360.8542 | 0 | 0 | 0 | 0 | 0 | 0 | -0.003915 | 0.003991
1992 | 360.8646 | 0 | 0 | 0 | 0 | 0 | 0 | -0.003915 | 0
1992 | 360.875 | 0.00783 | 0 | 0 | 0 | 0 | 0 | 0.003915 | 0.003991
1992 | 360.8854 | 0 | 0 | 0 | 0 | 0 | 0 | 0.00783 | 0.003991
1992 | 360.8958 | 0 | 0 | 0 | 0 | 0 | 0 | 0 | 0
1992 | 360.9063 | 0 | 0 | 0 | 0 | 0 | 0 | -0.003915 | 0
1992 | 360.9167 | 0 | 0 | 0 | 0 | 0 | 0 | 0.00783 | 0.003991
1992 | 360.9271 | 0 | 0 | 0 | 0 | 0 | 0 | 0 | 0.003991
1992 | 360.9375 | 0 | 0 | 0 | 0 | 0 | 0 | -0.00783 | 0
1992 | 360.9479 | 0 | 0 | 0 | 0 | 0 | 0 | 0.00783 | 0.003991
1992 | 360.9583 | 0 | 0 | 0 | 0 | 0 | 0 | -0.003915 | -0.003991
1992 | 360.9688 | 0 | 0 | 0 | 0 | 0 | 0 | -0.003915 | 0.003991
1992 | 360.9792 | 0.02349 | 0 | 0 | 0 | 0 | 0 | 0.00783 | 0.003991
1992 | 360.9896 | 0 | 0 | 0 | 0 | 0 | 0 | 0.003915 | -0.003991
1992 | 361 | 0.01566 | 0 | 0 | 0 | 0 | 0 | -0.011745 | 0.003991
1992 | 361.0104 | 0.00783 | 0 | 0 | 0 | 0 | 0 | 0.00783 | 0
1992 | 361.0208 | 0 | 0 | 0 | 0 | 0 | 0 | 0 | 0.007982
1992 | 361.0313 | 0.01566 | 0 | 0 | 0 | 0 | 0 | 0.00783 | 0
1992 | 361.0417 | 0 | 0 | 0 | 0 | 0 | 0 | 0 | 0
1992 | 361.0521 | 0 | 0 | 0 | 0 | 0 | 0 | -0.00783 | 0
1992 | 361.0625 | 0 | 0 | 0 | 0 | 0 | 0 | -0.003915 | 0.007982
1992 | 361.0729 | 0 | 0 | 0 | 0 | 0 | 0 | 0.00783 | -1.1369e-13
1992 | 361.0833 | 0 | 0 | 0 | 0 | 0 | 0 | 0 | -0.003991
1992 | 361.0938 | 0 | 0 | 0 | 0 | 0 | 0 | 0.011745 | 0.003991
1992 | 361.1042 | 0 | 0 | 0 | 0 | 0 | 0 | 0.02349 | 0
1992 | 361.1146 | 0 | 0 | 0 | 0 | 0 | 0 | -0.003915 | 0
1992 | 361.125 | 0 | 0 | 0 | 0 | 0 | 0 | -0.003915 | 0.003991
1992 | 361.1354 | 0 | 0 | 0 | 0 | 0 | 0 | 0.01566 | 0
1992 | 361.1458 | 0 | 0 | 0 | 0 | 0 | 0 | -0.00783 | 0.003991
1992 | 361.1563 | 0.00783 | 0 | 0 | 0 | 0 | 0 | -0.00783 | -0.003991
1992 | 361.1667 | 0 | 0 | 0 | 0 | 0 | 0 | 0.003915 | 0.003991
1992 | 361.1771 | 0 | 0 | 0 | 0 | 0 | 0 | 0.003915 | 0.003991
1992 | 361.1875 | 0.01566 | 0 | 0 | 0 | 0 | 0 | -0.011745 | 0
1992 | 361.1979 | 0 | 0 | 0 | 0 | 0 | 0 | 0.01566 | -0.003991
1992 | 361.2083 | 0 | 0 | 0 | 0 | 0 | 0 | 0.003915 | 0.007982
1992 | 361.2188 | 0 | 0 | 0 | 0 | 0 | 0 | 0.003915 | 0
1992 | 361.2292 | 0 | 0 | 0 | 0 | 0 | 0 | 0.003915 | 0
1992 | 361.2396 | 0 | 0 | 0 | 0 | 0 | 0 | -0.003915 | 1.1369e-13
1992 | 361.25 | 0 | 0 | 0 | 0 | 0 | 0 | 0.011745 | 0.003991
1992 | 361.2604 | 0 | 0 | 0 | 0 | 0 | 0 | -0.011745 | 0
1992 | 361.2708 | 0.00783 | 0 | 0 | 0 | 0 | 0 | -0.01566 | -0.003991
1992 | 361.2813 | 0 | 0 | 0 | 0 | 0 | 0 | 0.00783 | 0.011973
1992 | 361.2917 | 0 | 0 | 0 | 0 | 0 | 0 | 0.003915 | -0.003991
1992 | 361.3021 | 0 | 0 | 0 | 0 | 0 | 0 | 0 | 0.003991
1992 | 361.3125 | 0 | 0 | 0 | 0 | 0 | 0 | 0.01566 | 0.007982
1992 | 361.3229 | 0 | 0 | 0 | 0 | 0 | 0 | 0.003915 | 0.003991
1992 | 361.3333 | 0 | 0 | 0 | 0 | 0 | 0 | -0.01566 | 0.003991
1992 | 361.3438 | 0.03915 | 0 | 0 | 0 | 0 | 0 | 0.019575 | 0
1992 | 361.3542 | 0 | 0 | 0 | 0 | 0 | 0 | 0 | 0.003991
1992 | 361.3646 | 0 | 0 | 0 | 0 | 0 | 0 | 0.003915 | -0.003991
1992 | 361.375 | 0 | 0 | 0 | 0 | 0 | 0 | -0.03132 | 0.011973
1992 | 361.3854 | 0 | 0 | 0 | 0 | 0 | 0 | 0 | 1.1369e-13
1992 | 361.3958 | 0 | 0 | 0 | 0 | 0 | 0 | 0.01566 | 0.003991
1992 | 361.4063 | 0 | 0 | 0 | 0 | 0 | 0 | -0.003915 | 0.023946
1992 | 361.4167 | 0 | 0 | 0 | 0 | 0 | 0 | 0.003915 | 0.003991
1992 | 361.4271 | 0 | 0 | 0 | 0 | 0 | 0 | 0.043065 | 0.023946
1992 | 361.4375 | 0 | 0 | 0 | 0 | 0 | 0 | -0.035235 | 0.031928
1992 | 361.4479 | 0 | 0 | 0 | 0 | 0 | 0 | -0.011745 | 0.003991
1992 | 361.4583 | 0.08613 | 0 | 0 | 0 | 0 | 0 | -0.02349 | 0.027937
1992 | 361.4688 | 0 | 0 | 0 | 0 | 0 | 0 | 0.01566 | -0.015964
1992 | 361.4792 | 0 | 0 | 0 | 0 | 0 | 0 | 0.050895 | 0
1992 | 361.4896 | 0 | 0 | 0 | 0 | 0 | 0 | 0.027405 | 0.019955
1992 | 361.5 | 0 | 0 | 0 | 0 | 0 | 0 | 0.08613 | 0.023946
1992 | 361.5104 | 0 | 0 | 0 | 0 | 0 | 0 | -0.0783 | -0.047892
1992 | 361.5208 | 0.06264 | 0 | 0 | 0 | 0 | 0 | 0.066555 | 0.007982
1992 | 361.5313 | 0 | 0 | 0 | 0 | 0 | 0 | -0.00783 | 0.043901
1992 | 361.5417 | 0 | 0 | 0 | 0 | 0 | 0 | 0.082215 | -0.007982
1992 | 361.5521 | 0 | 0 | 0 | 0 | 0 | 0 | 0.06264 | 0.035919
1992 | 361.5625 | 0 | 0 | 0 | 0 | 0 | 0 | 0.03915 | 0.011973
1992 | 361.5729 | 0 | 0 | 0 | 0 | 0 | 0 | -0.04698 | 0
1992 | 361.5833 | 0 | 0 | 0 | 0 | 0 | 0 | 0.027405 | 0.03991
1992 | 361.5938 | 0 | 0 | 0 | 0 | 0 | 0 | 0.00783 | -0.007982
1992 | 361.6042 | 0 | 0 | 0 | 0 | 0 | 0 | 0.019575 | 0.007982
1992 | 361.6146 | 0 | 0 | 0 | 0 | 0 | 0 | 0.003915 | 0
1992 | 361.625 | 0 | 0 | 0 | 0 | 0 | 0 | 0.09396 | 0.011973
1992 | 361.6354 | 0 | 0 | 0 | 0 | 0 | 0 | 0.003915 | 0.023946
1992 | 361.6458 | 0 | 0 | 0 | 0 | 0 | 0 | -0.011745 | 0
1992 | 361.6563 | 0 | 0 | 0 | 0 | 0 | 0 | 0.04698 | 0.011973
1992 | 361.6667 | 0 | 0 | 0 | 0 | 0 | 0 | 0.003915 | 0
1992 | 361.6771 | 0 | 0 | 0 | 0 | 0 | 0 | 0.003915 | 0.011973
1992 | 361.6875 | 0 | 0 | 0 | 0 | 0 | 0 | 0.050895 | -0.007982
1992 | 361.6979 | 0 | 0 | 0 | 0 | 0 | 0 | 0.011745 | 0.027937
1992 | 361.7083 | 0 | 0 | 0 | 0 | 0 | 0 | 0.050895 | 0.003991
1992 | 361.7188 | 0 | 0 | 0 | 0 | 0 | 0 | 0.05481 | 0.007982
1992 | 361.7292 | 0 | 0 | 0 | 0 | 0 | 0 | 0.01566 | 0.003991
1992 | 361.7396 | 0 | 0 | 0 | 0 | 0 | 0 | 0.05481 | 0.019955
1992 | 361.75 | 0 | 0 | 0 | 0 | 0 | 0 | 0.03132 | -0.007982
1992 | 361.7604 | 0 | 0 | 0 | 0 | 0 | 0 | 0 | 0.011973
1992 | 361.7708 | 0 | 0 | 0 | 0 | 0 | 0 | 0.027405 | -0.003991
1992 | 361.7813 | 0 | 0 | 0 | 0 | 0 | 0 | -0.00783 | 0
1992 | 361.7917 | 0 | 0 | 0 | 0 | 0 | 0 | -0.011745 | 0.007982
1992 | 361.8021 | 0 | 0 | 0 | 0 | 0 | 0 | 0.003915 | -0.003991
1992 | 361.8125 | 0 | 0 | 0 | 0 | 0 | 0 | 0.01566 | 0.003991
1992 | 361.8229 | 0 | 0 | 0 | 0 | 0 | 0 | 0.011745 | 0.003991
1992 | 361.8333 | 0 | 0 | 0 | 0 | 0 | 0 | -0.011745 | 0
1992 | 361.8438 | 0.00783 | 0 | 0 | 0 | 0 | 0 | -0.003915 | 0
1992 | 361.8542 | 0.02349 | 0 | 0 | 0 | 0 | 0 | -0.01566 | 0
1992 | 361.8646 | 0.01566 | 0 | 0 | 0 | 0 | 0 | 0 | 0.003991
1992 | 361.875 | 0.01566 | 0 | 0 | 0 | 0 | 0 | -0.066555 | 0.007982
1992 | 361.8854 | 0 | 0 | 0 | 0 | 0 | 0 | 0.01566 | 0.007982
1992 | 361.8958 | 0 | 0 | 0 | 0 | 0 | 0 | 0.011745 | -0.003991
1992 | 361.9063 | 0 | 0 | 0 | 0 | 0 | 0 | 0 | 0.007982
1992 | 361.9167 | 0 | 0 | 0 | 0 | 0 | 0 | 0.019575 | 0
1992 | 361.9271 | 0 | 0 | 0 | 0 | 0 | 0 | -0.01566 | 0.007982
1992 | 361.9375 | 0 | 0 | 0 | 0 | 0 | 0 | 0.01566 | -1.1369e-13
1992 | 361.9479 | 0 | 0 | 0 | 0 | 0 | 0 | 0.03132 | 0.003991
1992 | 361.9583 | 0 | 0 | 0 | 0 | 0 | 0 | -0.019575 | 0.003991
1992 | 361.9688 | 0 | 0 | 0 | 0 | 0 | 0 | -0.027405 | 0
1992 | 361.9792 | 0 | 0 | 0 | 0 | 0 | 0 | 0.011745 | 0.003991
1992 | 361.9896 | 0 | 0 | 0 | 0 | 0 | 0 | 0.019575 | -0.003991
1992 | 362 | 0 | 0 | 0 | 0 | 0 | 0 | -0.003915 | -0.003991
1992 | 362.0104 | 0.03132 | 0 | 0 | 0 | 0 | 0 | 0 | 0.003991
1992 | 362.0208 | 0 | 0 | 0 | 0 | 0 | 0 | 0.019575 | -0.003991
1992 | 362.0313 | 0 | 0 | 0 | 0 | 0 | 0 | 0.02349 | 0.007982
1992 | 362.0417 | 0 | 0 | 0 | 0 | 0 | 0 | -0.04698 | 0.007982
1992 | 362.0521 | 0 | 0 | 0 | 0 | 0 | 0 | 0.01566 | -0.011973
1992 | 362.0625 | 0 | 0 | 0 | 0 | 0 | 0 | 0.019575 | 0.007982
1992 | 362.0729 | 0 | 0 | 0 | 0 | 0 | 0 | 0.02349 | 0.007982
1992 | 362.0833 | 0 | 0 | 0 | 0 | 0 | 0 | -0.003915 | 0.007982
1992 | 362.0938 | 0 | 0 | 0 | 0 | 0 | 0 | 0.011745 | -0.015964
1992 | 362.1042 | 0 | 0 | 0 | 0 | 0 | 0 | -0.003915 | 0.003991
1992 | 362.1146 | 0 | 0 | 0 | 0 | 0 | 0 | 0.011745 | 0.015964
1992 | 362.125 | 0.02349 | 0 | 0 | 0 | 0 | 0 | -0.019575 | -0.003991
1992 | 362.1354 | 0 | 0 | 0 | 0 | 0 | 0 | 0.00783 | -0.003991
1992 | 362.1458 | 0 | 0 | 0 | 0 | 0 | 0 | 0.04698 | 0.015964
1992 | 362.1563 | 0 | 0 | 0 | 0 | 0 | 0 | -0.027405 | 0.007982
1992 | 362.1667 | 0 | 0 | 0 | 0 | 0 | 0 | 0.027405 | 0.003991
1992 | 362.1771 | 0 | 0 | 0 | 0 | 0 | 0 | -0.01566 | 0.003991
1992 | 362.1875 | 0 | 0 | 0 | 0 | 0 | 0 | 0.043065 | 0.003991
1992 | 362.1979 | 0 | 0 | 0 | 0 | 0 | 0 | -0.050895 | -0.011973
1992 | 362.2083 | 0 | 0 | 0 | 0 | 0 | 0 | 0.011745 | 0.007982
1992 | 362.2188 | 0 | 0 | 0 | 0 | 0 | 0 | 0.027405 | 0.011973
1992 | 362.2292 | 0 | 0 | 0 | 0 | 0 | 0 | -0.003915 | -0.003991
1992 | 362.2396 | 0.00783 | 0 | 0 | 0 | 0 | 0 | -0.003915 | 0
1992 | 362.25 | 0 | 0 | 0 | 0 | 0 | 0 | -1.1369e-13 | -0.003991
1992 | 362.2604 | 0 | 0 | 0 | 0 | 0 | 0 | -0.003915 | 0
1992 | 362.2708 | 0.03915 | 0 | 0 | 0 | 0 | 0 | 0 | 1.1369e-13
1992 | 362.2813 | 0.02349 | 0 | 0 | 0 | 0 | 0 | 0.027405 | -0.003991
1992 | 362.2917 | 0 | 0 | 0 | 0 | 0 | 0 | 0.02349 | 0.015964
1992 | 362.3021 | 0 | 0 | 0 | 0 | 0 | 0 | 0.027405 | 0.003991
1992 | 362.3125 | 0 | 0 | 0 | 0 | 0 | 0 | -0.00783 | 0.015964
1992 | 362.3229 | 0 | 0 | 0 | 0 | 0 | 0 | 0.01566 | 0.003991
1992 | 362.3333 | 0 | 0 | 0 | 0 | 0 | 0 | 0.011745 | 0
1992 | 362.3438 | 0 | 0 | 0 | 0 | 0 | 0 | -0.02349 | 0.007982
1992 | 362.3542 | 0 | 0 | 0 | 0 | 0 | 0 | -0.01566 | -0.007982
1992 | 362.3646 | 0.07047 | 0 | 0 | 0 | 0 | 0 | 0.003915 | -0.007982
1992 | 362.375 | 0.03132 | 0 | 0 | 0 | 0 | 0 | 0.011745 | 0.011973
1992 | 362.3854 | 0 | 0 | 0 | 0 | 0 | 0 | 0.02349 | -0.011973
1992 | 362.3958 | 0 | 0 | 0 | 0 | 0 | 0 | -0.00783 | 0
1992 | 362.4063 | 0 | 0 | 0 | 0 | 0 | 0 | 0.12528 | 0.043901
1992 | 362.4167 | 0 | 0 | 0 | 0 | 0 | 0 | -0.043065 | -0.003991
1992 | 362.4271 | 0 | 0 | 0 | 0 | 0 | 0 | 0.05481 | 0.023946
1992 | 362.4375 | 0 | 0 | 0 | 0 | 0 | 0 | 0.00783 | 0.007982
1992 | 362.4479 | 0 | 0 | 0 | 0 | 0 | 0 | 0.05481 | 0.011973
1992 | 362.4583 | 0 | 0 | 0 | 0 | 0 | 0 | 0.00783 | 0.015964
1992 | 362.4688 | 0 | 0 | 0 | 0 | 0 | 0 | 0.03915 | -0.007982
1992 | 362.4792 | 0.03915 | 0 | 0 | 0 | 0 | 0 | -0.066555 | -0.011973
1992 | 362.4896 | 0 | 0 | 0 | 0 | 0 | 0 | 0.011745 | -0.007982
1992 | 362.5 | 0 | 0 | 0 | 0 | 0 | 0 | 0.07047 | 0.043901
1992 | 362.5104 | 0 | 0 | 0 | 0 | 0 | 0 | 0.04698 | 0.003991
1992 | 362.5208 | 0 | 0 | 0 | 0 | 0 | 0 | 0.01566 | 0.015964
1992 | 362.5313 | 0 | 0 | 0 | 0 | 0 | 0 | 0.074385 | 0.015964
1992 | 362.5417 | 0 | 0 | 0 | 0 | 0 | 0 | 0.03915 | 0.007982
1992 | 362.5521 | 0 | 0 | 0 | 0 | 0 | 0 | 0.03132 | 0.007982
1992 | 362.5625 | 0 | 0 | 0 | 0 | 0 | 0 | 0.01566 | 0.011973
1992 | 362.5729 | 0 | 0 | 0 | 0 | 0 | 0 | 0.03132 | 0.003991
1992 | 362.5833 | 0 | 0 | 0 | 0 | 0 | 0 | 0.011745 | 0.007982
1992 | 362.5938 | 0 | 0 | 0 | 0 | 0 | 0 | 0.01566 | 0
1992 | 362.6042 | 0 | 0 | 0 | 0 | 0 | 0 | -0.01566 | 0.003991
1992 | 362.6146 | 0 | 0 | 0 | 0 | 0 | 0 | -0.011745 | -1.1369e-13
1992 | 362.625 | 0 | 0 | 0 | 0 | 0 | 0 | 0.027405 | 0.019955
1992 | 362.6354 | 0 | 0 | 0 | 0 | 0 | 0 | 0.05481 | 0.007982
1992 | 362.6458 | 0 | 0 | 0 | 0 | 0 | 0 | 0.027405 | 0.003991
1992 | 362.6563 | 0 | 0 | 0 | 0 | 0 | 0 | 0.019575 | 0.015964
1992 | 362.6667 | 0 | 0 | 0 | 0 | 0 | 0 | -0.00783 | 0
1992 | 362.6771 | 0 | 0 | 0 | 0 | 0 | 0 | 0.03132 | 0.007982
1992 | 362.6875 | 0 | 0 | 0 | 0 | 0 | 0 | 0.03132 | 0.011973
1992 | 362.6979 | 0 | 0 | 0 | 0 | 0 | 0 | 0.011745 | -0.007982
1992 | 362.7083 | 0 | 0 | 0 | 0 | 0 | 0 | -0.003915 | 0
1992 | 362.7188 | 0 | 0 | 0 | 0 | 0 | 0 | 0.00783 | 0
1992 | 362.7292 | 0 | 0 | 0 | 0 | 0 | 0 | 0 | -0.003991
1992 | 362.7396 | 0 | 0 | 0 | 0 | 0 | 0 | -0.003915 | 0
1992 | 362.75 | 0 | 0 | 0 | 0 | 0 | 0 | 0 | 0.007982
1992 | 362.7604 | 0 | 0 | 0 | 0 | 0 | 0 | 0.011745 | -0.003991
1992 | 362.7708 | 0 | 0 | 0 | 0 | 0 | 0 | -0.003915 | 0
1992 | 362.7813 | 0.01566 | 0 | 0 | 0 | 0 | 0 | 0.003915 | 0.003991
1992 | 362.7917 | 0 | 0 | 0 | 0 | 0 | 0 | 0.003915 | 0.003991
1992 | 362.8021 | 0 | 0 | 0 | 0 | 0 | 0 | 0.00783 | 0
1992 | 362.8125 | 0 | 0 | 0 | 0 | 0 | 0 | 0.011745 | 0
1992 | 362.8229 | 0 | 0 | 0 | 0 | 0 | 0 | -0.01566 | 0.007982
1992 | 362.8333 | 0 | 0 | 0 | 0 | 0 | 0 | 0.00783 | 0.003991
1992 | 362.8438 | 0 | 0 | 0 | 0 | 0 | 0 | -0.00783 | -0.003991
1992 | 362.8542 | 0.01566 | 0 | 0 | 0 | 0 | 0 | 0 | 0.003991
1992 | 362.8646 | 0 | 0 | 0 | 0 | 0 | 0 | 0.019575 | -0.003991
1992 | 362.875 | 0 | 0 | 0 | 0 | 0 | 0 | 0.011745 | 0.015964
1992 | 362.8854 | 0 | 0 | 0 | 0 | 0 | 0 | -0.019575 | 0.003991
1992 | 362.8958 | 0.01566 | 0 | 0 | 0 | 0 | 0 | -0.003915 | -0.003991
1992 | 362.9063 | 0.01566 | 0 | 0 | 0 | 0 | 0 | -0.003915 | 0.007982
1992 | 362.9167 | 0 | 0 | 0 | 0 | 0 | 0 | 0.04698 | 0.015964
1992 | 362.9271 | 0 | 0 | 0 | 0 | 0 | 0 | -0.003915 | -0.003991
1992 | 362.9375 | 0.02349 | 0 | 0 | 0 | 0 | 0 | 0.00783 | 0.007982
1992 | 362.9479 | 0.01566 | 0 | 0 | 0 | 0 | 0 | -0.03915 | -0.003991
1992 | 362.9583 | 0 | 0 | 0 | 0 | 0 | 0 | 0.058725 | 0.015964
1992 | 362.9688 | 0 | 0 | 0 | 0 | 0 | 0 | 0.01566 | 0.003991
1992 | 362.9792 | 0 | 0 | 0 | 0 | 0 | 0 | 0.00783 | 0.003991
1992 | 362.9896 | 0 | 0 | 0 | 0 | 0 | 0 | 0.011745 | 0.003991
1992 | 363 | 0 | 0 | 0 | 0 | 0 | 0 | 0 | 0.003991
1992 | 363.0104 | 0 | 0 | 0 | 0 | 0 | 0 | 0 | 0.003991
1992 | 363.0208 | 0 | 0 | 0 | 0 | 0 | 0 | -0.027405 | -0.003991
1992 | 363.0313 | 0 | 0 | 0 | 0 | 0 | 0 | 0.019575 | 0.007982
1992 | 363.0417 | 0 | 0 | 0 | 0 | 0 | 0 | 0.003915 | 0
1992 | 363.0521 | 0 | 0 | 0 | 0 | 0 | 0 | -0.019575 | 0.003991
1992 | 363.0625 | 0 | 0 | 0 | 0 | 0 | 0 | 0.027405 | 0.007982
1992 | 363.0729 | 0 | 0 | 0 | 0 | 0 | 0 | 0.01566 | 0.007982
1992 | 363.0833 | 0 | 0 | 0 | 0 | 0 | 0 | -0.04698 | 0
1992 | 363.0938 | 0 | 0 | 0 | 0 | 0 | 0 | 0.02349 | 0.007982
1992 | 363.1042 | 0 | 0 | 0 | 0 | 0 | 0 | 0.011745 | 0.003991
1992 | 363.1146 | 0 | 0 | 0 | 0 | 0 | 0 | -0.027405 | 0
1992 | 363.125 | 0 | 0 | 0 | 0 | 0 | 0 | 0.03132 | 0.003991
1992 | 363.1354 | 0 | 0 | 0 | 0 | 0 | 0 | 0.03132 | 0.003991
1992 | 363.1458 | 0 | 0 | 0 | 0 | 0 | 0 | -0.00783 | 0.003991
1992 | 363.1563 | 0 | 0 | 0 | 0 | 0 | 0 | 0.011745 | -0.003991
1992 | 363.1667 | 0 | 0 | 0 | 0 | 0 | 0 | 0.003915 | 0.003991
1992 | 363.1771 | 0 | 0 | 0 | 0 | 0 | 0 | 0.00783 | 0
1992 | 363.1875 | 0 | 0 | 0 | 0 | 0 | 0 | -0.003915 | -0.003991
1992 | 363.1979 | 0 | 0 | 0 | 0 | 0 | 0 | -0.00783 | 0.003991
1992 | 363.2083 | 0 | 0 | 0 | 0 | 0 | 0 | 0.003915 | 0
1992 | 363.2188 | 0 | 0 | 0 | 0 | 0 | 0 | -0.003915 | 0
1992 | 363.2292 | 0 | 0 | 0 | 0 | 0 | 0 | 0.003915 | -0.003991
1992 | 363.2396 | 0 | 0 | 0 | 0 | 0 | 0 | 0.003915 | 0.003991
1992 | 363.25 | 0 | 0 | 0 | 0 | 0 | 0 | 0.00783 | 0
1992 | 363.2604 | 0 | 0 | 0 | 0 | 0 | 0 | 0 | 0.003991
1992 | 363.2708 | 0 | 0 | 0 | 0 | 0 | 0 | -0.00783 | 0
1992 | 363.2813 | 0.00783 | 0 | 0 | 0 | 0 | 0 | 0 | 0
1992 | 363.2917 | 0.03132 | 0 | 0 | 0 | 0 | 0 | 0 | 0
1992 | 363.3021 | 0.03915 | 0 | 0 | 0 | 0 | 0 | -0.003915 | 0.003991
1992 | 363.3125 | 0 | 0 | 0 | 0 | 0 | 0 | 0.003915 | 0
1992 | 363.3229 | 0 | 0 | 0 | 0 | 0 | 0 | 0.011745 | 0.007982
1992 | 363.3333 | 0 | 0 | 0 | 0 | 0 | 0 | -0.00783 | -0.007982
1992 | 363.3438 | 0 | 0 | 0 | 0 | 0 | 0 | 0.043065 | 0.015964
1992 | 363.3542 | 0 | 0 | 0 | 0 | 0 | 0 | 0.019575 | 0
1992 | 363.3646 | 0 | 0 | 0 | 0 | 0 | 0 | 0.011745 | 0.003991
1992 | 363.375 | 0.03915 | 0 | 0 | 0 | 0 | 0 | -0.01566 | -0.003991
1992 | 363.3854 | 0 | 0 | 0 | 0 | 0 | 0 | 0.027405 | 0.011973
1992 | 363.3958 | 0 | 0 | 0 | 0 | 0 | 0 | 0.01566 | 0.007982
1992 | 363.4063 | 0 | 0 | 0 | 0 | 0 | 0 | -0.00783 | -0.003991
1992 | 363.4167 | 0 | 0 | 0 | 0 | 0 | 0 | -0.00783 | 0.003991
1992 | 363.4271 | 0 | 0 | 0 | 0 | 0 | 0 | 0.003915 | 0.007982
1992 | 363.4375 | 0 | 0 | 0 | 0 | 0 | 0 | 0.03915 | 0.011973
1992 | 363.4479 | 0 | 0 | 0 | 0 | 0 | 0 | 0.043065 | 0
1992 | 363.4583 | 0 | 0 | 0 | 0 | 0 | 0 | -0.03915 | 0
1992 | 363.4688 | 0 | 0 | 0 | 0 | 0 | 0 | -0.03132 | 0.003991
1992 | 363.4792 | 0 | 0 | 0 | 0 | 0 | 0 | 0.01566 | -0.003991
1992 | 363.4896 | 0 | 0 | 0 | 0 | 0 | 0 | -0.011745 | 0.007982
1992 | 363.5 | 0 | 0 | 0 | 0 | 0 | 0 | 0 | 0.003991
1992 | 363.5104 | 0 | 0 | 0 | 0 | 0 | 0 | -0.035235 | -0.003991
1992 | 363.5208 | 0 | 0 | 0 | 0 | 0 | 0 | 0 | 0.007982
1992 | 363.5313 | 0 | 0 | 0 | 0 | 0 | 0 | -0.01566 | 0.003991
1992 | 363.5417 | 0 | 0 | 0 | 0 | 0 | 0 | 0.06264 | -0.011973
1992 | 363.5521 | 0 | 0 | 0 | 0 | 0 | 0 | -0.019575 | 0.003991
1992 | 363.5625 | 0 | 0 | 0.13311 | 0 | 0 | 0 | 0.011745 | 0.003991
1992 | 363.5729 | 0 | 0 | 0 | 0 | 0 | 0 | 0.02349 | 0
1992 | 363.5833 | 0 | 0 | 0 | 0 | 0 | 0 | 0.10571 | -0.007982
1992 | 363.5938 | 0 | 0 | 0 | 0 | 0 | 0 | 0 | 0
1992 | 363.6042 | 0 | 0 | 0 | 0 | 0 | 0 | -0.019575 | -0.003991
1992 | 363.6146 | 0 | 0 | 0 | 0 | 0 | 0 | 0.04698 | 0.023946
1992 | 363.625 | 0 | 0 | 0 | 0 | 0 | 0 | 0.01566 | 0.015964
1992 | 363.6354 | 0 | 0 | 0 | 0 | 0 | 0 | 0.074385 | 0.003991
1992 | 363.6458 | 0 | 0 | 0 | 0 | 0 | 0 | 0.003915 | -1.1369e-13
1992 | 363.6563 | 0 | 0 | 0 | 0 | 0 | 0 | 0.02349 | -0.011973
1992 | 363.6667 | 0 | 0 | 0 | 0 | 0 | 0 | 0.027405 | 0.015964
1992 | 363.6771 | 0 | 0 | 0 | 0 | 0 | 0 | -0.011745 | 0
1992 | 363.6875 | 0 | 0 | 0 | 0 | 0 | 0 | 0.035235 | 0.003991
1992 | 363.6979 | 0 | 0.023946 | 0 | 0 | 0 | 0 | -0.04698 | -0.011973
1992 | 363.7083 | 0 | 0 | 0 | 0 | 0 | 0 | 0.00783 | 0
1992 | 363.7188 | 0 | 0 | 0 | 0 | 0 | 0 | 0.00783 | 0
1992 | 363.7292 | 0 | 0 | 0 | 0 | 0 | 0 | 0.019575 | 0.007982
1992 | 363.7396 | 0 | 0 | 0 | 0 | 0 | 0 | 0.003915 | -0.003991
1992 | 363.75 | 0 | 0 | 0 | 0 | 0 | 0 | 0.03132 | 0.007982
1992 | 363.7604 | 0 | 0 | 0 | 0 | 0 | 0 | 0.011745 | -0.003991
1992 | 363.7708 | 0 | 0 | 0 | 0 | 0 | 0 | 0.00783 | 0
1992 | 363.7813 | 0.00783 | 0 | 0 | 0 | 0 | 0 | -0.011745 | -0.007982
1992 | 363.7917 | 0.02349 | 0 | 0 | 0 | 0 | 0 | 0.003915 | 0.003991
1992 | 363.8021 | 0 | 0 | 0 | 0 | 0 | 0 | 0.003915 | 0
1992 | 363.8125 | 0 | 0.007982 | 0 | 0 | 0 | 0 | 0.00783 | 0
1992 | 363.8229 | 0 | 0 | 0 | 0 | 0 | 0 | 0 | 0.007982
1992 | 363.8333 | 0.00783 | 0 | 0 | 0 | 0 | 0 | -0.00783 | -0.003991
1992 | 363.8438 | 0.01566 | 0 | 0 | 0 | 0 | 0 | 0.019575 | 0
1992 | 363.8542 | 0 | 0 | 0 | 0 | 0 | 0 | -0.003915 | 0
1992 | 363.8646 | 0 | 0 | 0 | 0 | 0 | 0 | 0.01566 | 0.003991
1992 | 363.875 | 0.01566 | 0 | 0 | 0 | 0 | 0 | -0.02349 | -0.007982
1992 | 363.8854 | 0 | 0 | 0 | 0 | 0 | 0 | 0 | -0.011973
1992 | 363.8958 | 0 | 0 | 0 | 0 | 0 | 0 | 0.00783 | 0.011973
1992 | 363.9063 | 0 | 0 | 0 | 0 | 0 | 0 | -0.00783 | -1.1369e-13
1992 | 363.9167 | 0 | 0.007982 | 0 | 0 | 0 | 0 | -0.011745 | 0
1992 | 363.9271 | 0 | 0 | 0 | 0 | 0 | 0 | 0.01566 | -0.003991
1992 | 363.9375 | 0.00783 | 0 | 0 | 0 | 0 | 0 | -0.043065 | 0.003991
1992 | 363.9479 | 0 | 0 | 0 | 0 | 0 | 0 | 0.019575 | -0.003991
1992 | 363.9583 | 0 | 0 | 0 | 0 | 0 | 0 | 0.00783 | -0.003991
1992 | 363.9688 | 0.03132 | 0.007982 | 0 | 0 | 0 | 0 | -0.003915 | 0.003991
1992 | 363.9792 | 0.00783 | 0 | 0 | 0 | 0 | 0 | 0.02349 | 0.003991
1992 | 363.9896 | 0 | 0 | 0 | 0 | 0 | 0 | 0.011745 | 0
1992 | 364 | 0 | 0 | 0 | 0 | 0 | 0 | 0.011745 | 0
1992 | 364.0104 | 0.00783 | 0 | 0 | 0 | 0 | 0 | -0.00783 | 0
1992 | 364.0208 | 0 | 0 | 0 | 0 | 0 | 0 | 0.019575 | 0
1992 | 364.0313 | 0 | 0 | 0 | 0 | 0 | 0 | 0.02349 | 0.003991
1992 | 364.0417 | 0 | 0 | 0 | 0 | 0 | 0 | 0.003915 | -0.007982
1992 | 364.0521 | 0 | 0 | 0 | 0 | 0 | 0 | 0 | 0
1992 | 364.0625 | 0.01566 | 0 | 0 | 0 | 0 | 0 | 0.003915 | -0.003991
1992 | 364.0729 | 0 | 0 | 0 | 0 | 0 | 0 | 0.003915 | -0.003991
1992 | 364.0833 | 0 | 0.007982 | 0 | 0 | 0 | 0 | 0 | 0.003991
1992 | 364.0938 | 0.02349 | 0 | 0 | 0 | 0 | 0 | 1.1369e-13 | 0
1992 | 364.1042 | 0.01566 | 0 | 0 | 0 | 0 | 0 | 0 | 0
1992 | 364.1146 | 0 | 0.007982 | 0 | 0 | 0 | 0 | 0.01566 | 0
1992 | 364.125 | 0 | 0 | 0 | 0 | 0 | 0 | 0 | 0.007982
1992 | 364.1354 | 0 | 0 | 0 | 0 | 0 | 0 | 0 | -0.003991
1992 | 364.1458 | 0 | 0 | 0 | 0 | 0 | 0 | 0.019575 | 0.003991
1992 | 364.1563 | 0 | 0 | 0 | 0 | 0 | 0 | -0.019575 | -0.003991
1992 | 364.1667 | 0.01566 | 0.007982 | 0 | 0 | 0 | 0 | 0.00783 | 0.003991
1992 | 364.1771 | 0 | 0 | 0 | 0 | 0 | 0 | -0.00783 | 0
1992 | 364.1875 | 0.01566 | 0 | 0 | 0 | 0 | 0 | 0 | 0
1992 | 364.1979 | 0.00783 | 0 | 0 | 0 | 0 | 0 | 0 | 0
1992 | 364.2083 | 0.00783 | 0 | 0 | 0 | 0 | 0 | 0.00783 | 0
1992 | 364.2188 | 0 | 0 | 0 | 0 | 0 | 0 | 0.011745 | -0.007982
1992 | 364.2292 | 0 | 0 | 0 | 0 | 0 | 0 | 0 | 0.007982
1992 | 364.2396 | 0.00783 | 0.007982 | 0 | 0 | 0 | 0 | -0.00783 | 0.003991
1992 | 364.25 | 0.01566 | 0 | 0 | 0 | 0 | 0 | 0.003915 | 0.003991
1992 | 364.2604 | 0 | 0 | 0 | 0 | 0 | 0 | 0.027405 | 0
1992 | 364.2708 | 0 | 0 | 0 | 0 | 0 | 0 | -0.035235 | -0.007982
1992 | 364.2813 | 0 | 0 | 0 | 0 | 0 | 0 | 0.00783 | 0.003991
1992 | 364.2917 | 0 | 0 | 0 | 0 | 0 | 0 | 0.03132 | -0.003991
1992 | 364.3021 | 0 | 0 | 0 | 0 | 0 | 0 | -0.003915 | 0
1992 | 364.3125 | 0 | 0 | 0 | 0 | 0 | 0 | 0 | -0.003991
1992 | 364.3229 | 0 | 0 | 0 | 0 | 0 | 0 | 0.011745 | 0.003991
1992 | 364.3333 | 0 | 0 | 0 | 0 | 0 | 0 | -0.011745 | -0.003991
1992 | 364.3438 | 0 | 0 | 0 | 0 | 0 | 0 | 0.011745 | 0.003991
1992 | 364.3542 | 0 | 0 | 0 | 0 | 0 | 0 | 0 | 0
1992 | 364.3646 | 0 | 0 | 0 | 0 | 0 | 0 | -0.003915 | -0.007982
1992 | 364.375 | 0.01566 | 0 | 0 | 0 | 0 | 0 | -0.003915 | 1.1369e-13
1992 | 364.3854 | 0.00783 | 0 | 0 | 0 | 0 | 0 | 0 | 0.011973
1992 | 364.3958 | 0 | 0 | 0 | 0 | 0 | 0 | 0 | 0.007982
1992 | 364.4063 | 0.00783 | 0 | 0 | 0 | 0 | 0 | 0.01566 | 0.011973
1992 | 364.4167 | 0 | 0 | 0 | 0 | 0 | 0 | -0.00783 | 0.015964
1992 | 364.4271 | 0 | 0 | 0 | 0 | 0 | 0 | -0.01566 | 0.007982
1992 | 364.4375 | 0 | 0 | 0 | 0 | 0 | 0 | 0.011745 | 0.003991
1992 | 364.4479 | 0 | 0 | 0 | 0 | 0 | 0 | 0.04698 | 0.011973
1992 | 364.4583 | 0 | 0 | 0 | 0 | 0 | 0 | -0.01566 | 0.007982
1992 | 364.4688 | 0 | 0 | 0 | 0 | 0 | 0 | 0.003915 | 0.007982
1992 | 364.4792 | 0 | 0 | 0 | 0 | 0 | 0 | 0 | -0.003991
1992 | 364.4896 | 0.01566 | 0 | 0 | 0 | 0 | 0 | -0.00783 | 0.011973
1992 | 364.5 | 0 | 0 | 0 | 0 | 0 | 0 | 0.011745 | 0.003991
1992 | 364.5104 | 0 | 0 | 0 | 0 | 0 | 0 | 0.03132 | 0.003991
1992 | 364.5208 | 0 | 0 | 0 | 0 | 0 | 0 | 0.019575 | 0.011973
1992 | 364.5313 | 0 | 0 | 0 | 0 | 0 | 0 | 0.019575 | 0
1992 | 364.5417 | 0 | 0 | 0 | 0 | 0 | 0 | -0.00783 | 0.011973
1992 | 364.5521 | 0 | 0 | 0 | 0 | 0 | 0 | 0.01566 | 0
1992 | 364.5625 | 0 | 0 | 0 | 0 | 0 | 0 | 0.019575 | 0.007982
1992 | 364.5729 | 0 | 0 | 0 | 0 | 0 | 0 | 0.01566 | 0
1992 | 364.5833 | 0 | 0 | 0 | 0 | 0 | 0 | 0.00783 | 0.007982
1992 | 364.5938 | 0 | 0 | 0 | 0 | 0 | 0 | 0.019575 | 0.007982
1992 | 364.6042 | 0 | 0 | 0 | 0 | 0 | 0 | -0.003915 | 0
1992 | 364.6146 | 0 | 0 | 0 | 0 | 0 | 0 | -0.043065 | 0.019955
1992 | 364.625 | 0 | 0 | 0 | 0 | 0 | 0 | -0.01566 | -0.011973
1992 | 364.6354 | 0 | 0 | 0 | 0 | 0 | 0 | 0.04698 | 0.003991
1992 | 364.6458 | 0 | 0 | 0 | 0 | 0 | 0 | 0.066555 | 0.007982
1992 | 364.6563 | 0 | 0 | 0 | 0 | 0 | 0 | -0.019575 | 0.019955
1992 | 364.6667 | 0 | 0 | 0 | 0 | 0 | 0 | 0.03132 | -0.019955
1992 | 364.6771 | 0 | 0 | 0 | 0 | 0 | 0 | -0.01566 | 0
1992 | 364.6875 | 0 | 0 | 0 | 0 | 0 | 0 | 0.11354 | 0.031928
1992 | 364.6979 | 0 | 0 | 0 | 0 | 0 | 0 | 0 | 0.019955
1992 | 364.7083 | 0 | 0 | 0 | 0 | 0 | 0 | 0.050895 | 0.003991
1992 | 364.7188 | 0 | 0 | 0 | 0 | 0 | 0 | 0.02349 | 0
1992 | 364.7292 | 0 | 0 | 0 | 0 | 0 | 0 | 0.019575 | 0.007982
1992 | 364.7396 | 0 | 0 | 0 | 0 | 0 | 0 | 0.011745 | 0
1992 | 364.75 | 0 | 0 | 0 | 0 | 0 | 0 | 0.003915 | -0.003991
1992 | 364.7604 | 0 | 0 | 0 | 0 | 0 | 0 | 0.00783 | 0.003991
1992 | 364.7708 | 0 | 0 | 0 | 0 | 0 | 0 | 0.00783 | -0.035919
1992 | 364.7813 | 0 | 0 | 0 | 0 | 0 | 0 | 0 | 0.027937
1992 | 364.7917 | 0 | 0 | 0 | 0 | 0 | 0 | 0 | 0
1992 | 364.8021 | 0 | 0 | 0 | 0 | 0 | 0 | 0 | 0
1992 | 364.8125 | 0.00783 | 0 | 0 | 0 | 0 | 0 | -0.00783 | 0.003991
1992 | 364.8229 | 0 | 0 | 0 | 0 | 0 | 0 | 0.00783 | 0.003991
1992 | 364.8333 | 0 | 0 | 0 | 0 | 0 | 0 | -0.003915 | -0.007982
1992 | 364.8438 | 0 | 0 | 0 | 0 | 0 | 0 | -0.00783 | 0
1992 | 364.8542 | 0 | 0 | 0 | 0 | 0 | 0 | 0 | 0
1992 | 364.8646 | 0 | 0 | 0 | 0 | 0 | 0 | 0.003915 | 0.003991
1992 | 364.875 | 0 | 0 | 0 | 0 | 0 | 0 | 0.00783 | -0.003991
1992 | 364.8854 | 0 | 0 | 0 | 0 | 0 | 0 | -0.003915 | 0.003991
1992 | 364.8958 | 0 | 0 | 0 | 0 | 0 | 0 | -0.003915 | -0.003991
1992 | 364.9063 | 0.02349 | 0 | 0 | 0 | 0 | 0 | 0 | 0.003991
1992 | 364.9167 | 0 | 0 | 0 | 0 | 0 | 0 | 0.003915 | 0.003991
1992 | 364.9271 | 0 | 0 | 0 | 0 | 0 | 0 | 0.003915 | 0
1992 | 364.9375 | 0 | 0 | 0 | 0 | 0 | 0 | -0.00783 | 0
1992 | 364.9479 | 0 | 0 | 0 | 0 | 0 | 0 | 0.003915 | 0
1992 | 364.9583 | 0 | 0 | 0 | 0 | 0 | 0 | 0.003915 | -0.003991
1992 | 364.9688 | 0 | 0 | 0 | 0 | 0 | 0 | -0.011745 | 0
1992 | 364.9792 | 0.02349 | 0 | 0 | 0 | 0 | 0 | -0.003915 | 0
1992 | 364.9896 | 0.01566 | 0 | 0 | 0 | 0 | 0 | -0.003915 | 0
1992 | 365 | 0 | 0 | 0 | 0 | 0 | 0 | 0.03132 | 0.003991
1992 | 365.0104 | 0 | 0 | 0 | 0 | 0 | 0 | 0.003915 | -0.003991
1992 | 365.0208 | 0 | 0.007982 | 0 | 0 | 0 | 0 | -0.01566 | 0
1992 | 365.0313 | 0.00783 | 0 | 0 | 0 | 0 | 0 | -0.01566 | 0.011973
1992 | 365.0417 | 0 | 0 | 0 | 0 | 0 | 0 | 0.027405 | 0.003991
1992 | 365.0521 | 0 | 0 | 0 | 0 | 0 | 0 | -0.00783 | -0.003991
1992 | 365.0625 | 0 | 0 | 0 | 0 | 0 | 0 | -0.003915 | -0.003991
1992 | 365.0729 | 0.00783 | 0 | 0 | 0 | 0 | 0 | 0 | -0.003991
1992 | 365.0833 | 0.00783 | 0 | 0 | 0 | 0 | 0 | 0.003915 | 0.015964
1992 | 365.0938 | 0 | 0 | 0 | 0 | 0 | 0 | -0.003915 | -0.003991
1992 | 365.1042 | 0 | 0 | 0 | 0 | 0 | 0 | 0.019575 | 0
1992 | 365.1146 | 0 | 0 | 0 | 0 | 0 | 0 | -0.02349 | 0.003991
1992 | 365.125 | 0 | 0 | 0.20358 | 0.21551 | 0 | 0 | 0.011745 | 0.003991
1992 | 365.1354 | 0 | 0 | 0 | 0 | 0 | 0 | -0.019575 | 0.007982
1992 | 365.1458 | 0 | 0 | 0 | 0 | 0 | 0 | -0.003915 | 0.007982
1992 | 365.1563 | 0 | 0 | 0 | 0 | 0 | 0 | 0.019575 | 0.007982
1992 | 365.1667 | 0 | 0 | 0 | 0 | 0 | 0 | 0.03915 | 0.003991
1992 | 365.1771 | 0 | 0 | 0 | 0 | 0 | 0 | -0.00783 | 0
1992 | 365.1875 | 0 | 0 | 0 | 0 | 0 | 0 | -0.01566 | 0.003991
1992 | 365.1979 | 0 | 0 | 0 | 0 | 0 | 0 | -0.011745 | -0.003991
1992 | 365.2083 | 0 | 0 | 0 | 0 | 0 | 0 | 0 | 0.003991
1992 | 365.2188 | 0 | 0 | 0 | 0 | 0 | 0 | 0.011745 | 0
1992 | 365.2292 | 0 | 0 | 0 | 0 | 0 | 0 | 0.011745 | 0
1992 | 365.2396 | 0.02349 | 0 | 0 | 0 | 0 | 0 | -0.011745 | 0.007982
1992 | 365.25 | 0 | 0 | 0 | 0 | 0 | 0 | 0.011745 | 0
1992 | 365.2604 | 0 | 0 | 0 | 0 | 0 | 0 | 0.003915 | 0
1992 | 365.2708 | 0 | 0 | 0 | 0 | 0 | 0 | 0.00783 | 0
1992 | 365.2813 | 0 | 0 | 0 | 0 | 0 | 0 | -0.003915 | 0.003991
1992 | 365.2917 | 0.01566 | 0 | 0 | 0 | 0 | 0 | 0 | -0.007982
1992 | 365.3021 | 0.03132 | 0 | 0 | 0 | 0 | 0 | 0 | 0.007982
1992 | 365.3125 | 0 | 0 | 0 | 0 | 0 | 0 | 0.035235 | 0
1992 | 365.3229 | 0 | 0 | 0 | 0 | 0 | 0 | 0.003915 | 0.003991
1992 | 365.3333 | 0.04698 | 0 | 0 | 0 | 0 | 0 | 1.1369e-13 | -0.007982
1992 | 365.3438 | 0 | 0 | 0 | 0 | 0 | 0 | 0.03915 | 0.007982
1992 | 365.3542 | 0 | 0 | 0 | 0 | 0 | 0 | -0.03132 | -0.003991
1992 | 365.3646 | 0.02349 | 0 | 0 | 0 | 0 | 0 | 0.00783 | 0.007982
1992 | 365.375 | 0.03132 | 0 | 0 | 0 | 0 | 0 | -0.003915 | -0.003991
1992 | 365.3854 | 0 | 0 | 0 | 0 | 0 | 0 | 0.02349 | 0.015964
1992 | 365.3958 | 0 | 0 | 0 | 0 | 0 | 0 | -0.011745 | 0.003991
1992 | 365.4063 | 0 | 0 | 0 | 0 | 0 | 0 | 0.00783 | 0.019955
1992 | 365.4167 | 0.03132 | 0 | 0 | 0 | 0 | 0 | 0.04698 | 0.011973
1992 | 365.4271 | 0 | 0 | 0 | 0 | 0 | 0 | -0.011745 | 0.019955
1992 | 365.4375 | 0 | 0 | 0 | 0 | 0 | 0 | -0.011745 | 0.027937
1992 | 365.4479 | 0 | 0 | 0 | 0 | 0 | 0 | 0 | 0.015964
1992 | 365.4583 | 0 | 0 | 0 | 0 | 0 | 0 | 0.074385 | 0.027937
1992 | 365.4688 | 0 | 0 | 0 | 0 | 0 | 0 | -0.03915 | 0.003991
1992 | 365.4792 | 0 | 0 | 0 | 0 | 0 | 0 | 0.10962 | 0.023946
1992 | 365.4896 | 0 | 0 | 0 | 0 | 0 | 0 | -0.090045 | 1.1369e-13
1992 | 365.5 | 0 | 0 | 0 | 0 | 0 | 0 | 0.058725 | -0.011973
1992 | 365.5104 | 0 | 0 | 0 | 0 | 0 | 0 | -0.00783 | 0.031928
1992 | 365.5208 | 0 | 0 | 0 | 0 | 0 | 0 | -0.02349 | -0.027937
1992 | 365.5313 | 0 | 0 | 0 | 0 | 0 | 0 | -0.00783 | 0.027937
1992 | 365.5417 | 0 | 0 | 0 | 0 | 0 | 0 | -0.027405 | 0.027937
1992 | 365.5521 | 0 | 0 | 0 | 0 | 0 | 0 | 0.09396 | 0.015964
1992 | 365.5625 | 0 | 0 | 0 | 0 | 0 | 0 | 0.02349 | -0.011973
1992 | 365.5729 | 0 | 0 | 0 | 0 | 0 | 0 | -0.003915 | 0.035919
1992 | 365.5833 | 0 | 0 | 0 | 0 | 0 | 0 | 0.019575 | -0.059865
1992 | 365.5938 | 0 | 0 | 0 | 0 | 0 | 0 | -0.019575 | 0
1992 | 365.6042 | 0 | 0 | 0 | 0 | 0 | 0 | 0.01566 | 0.091793
1992 | 365.6146 | 0 | 0 | 0 | 0 | 0 | 0 | 0.07047 | 0.003991
1992 | 365.625 | 0 | 0 | 0 | 0 | 0 | 0 | -0.035235 | 0
1992 | 365.6354 | 0 | 0 | 0 | 0 | 0 | 0 | 0.0783 | 0.019955
1992 | 365.6458 | 0 | 0 | 0 | 0 | 0 | 0 | -0.058725 | -0.007982
1992 | 365.6563 | 0 | 0 | 0 | 0 | 0 | 0 | 0.03915 | 0.003991
1992 | 365.6667 | 0 | 0 | 0 | 0 | 0 | 0 | 0.066555 | 0.019955
1992 | 365.6771 | 0 | 0 | 0 | 0 | 0 | 0 | 0.13702 | 0.043901
1992 | 365.6875 | 0 | 0 | 0 | 0 | 0 | 0 | 0.00783 | -0.003991
1992 | 365.6979 | 0 | 0 | 0 | 0 | 0 | 0 | 0.04698 | 0.007982
1992 | 365.7083 | 0 | 0 | 0 | 0 | 0 | 0 | 0.074385 | 0.031928
1992 | 365.7188 | 0 | 0 | 0 | 0 | 0 | 0 | 0.02349 | 0.003991
1992 | 365.7292 | 0 | 0 | 0 | 0 | 0 | 0 | 0.019575 | 0.003991
1992 | 365.7396 | 0 | 0 | 0 | 0 | 0 | 0 | 0.03915 | 0.015964
1992 | 365.75 | 0 | 0 | 0 | 0 | 0 | 0 | 0.02349 | 0
1992 | 365.7604 | 0 | 0 | 0 | 0 | 0 | 0 | 0.019575 | -0.003991
1992 | 365.7708 | 0 | 0 | 0 | 0 | 0 | 0 | -0.00783 | 0
1992 | 365.7813 | 0 | 0 | 0 | 0 | 0 | 0 | -0.035235 | -0.003991
1992 | 365.7917 | 0 | 0 | 0 | 0 | 0 | 0 | 0.003915 | 0.003991
1992 | 365.8021 | 0.05481 | 0 | 0 | 0 | 0 | 0 | -0.019575 | -0.003991
1992 | 365.8125 | 0 | 0 | 0 | 0 | 0 | 0 | 0.082215 | 0.019955
1992 | 365.8229 | 0 | 0 | 0 | 0 | 0 | 0 | 0.019575 | 0
1992 | 365.8333 | 0 | 0 | 0 | 0 | 0 | 0 | -0.027405 | -0.003991
1992 | 365.8438 | 0 | 0 | 0 | 0 | 0 | 0 | 0.03132 | 0.007982
1992 | 365.8542 | 0 | 0 | 0 | 0 | 0 | 0 | 0.00783 | 0.003991
1992 | 365.8646 | 0 | 0 | 0 | 0 | 0 | 0 | 0.01566 | 0.007982
1992 | 365.875 | 0 | 0 | 0 | 0 | 0 | 0 | 0 | -0.003991
1992 | 365.8854 | 0 | 0 | 0 | 0 | 0 | 0 | 0 | 0
1992 | 365.8958 | 0 | 0 | 0 | 0 | 0 | 0 | 0 | 0.003991
1992 | 365.9063 | 0 | 0 | 0 | 0 | 0 | 0 | -0.003915 | 0.003991
1992 | 365.9167 | 0 | 0 | 0 | 0 | 0 | 0 | 0 | -0.003991
1992 | 365.9271 | 0 | 0 | 0 | 0 | 0 | 0 | 0.003915 | 0
1992 | 365.9375 | 0 | 0 | 0 | 0 | 0 | 0 | 0.011745 | 0
1992 | 365.9479 | 0 | 0 | 0 | 0 | 0 | 0 | -0.01566 | 0
1992 | 365.9583 | 0 | 0 | 0 | 0 | 0 | 0 | 0.003915 | 0.003991
1992 | 365.9688 | 0 | 0 | 0 | 0 | 0 | 0 | -0.01566 | 0
1992 | 365.9792 | 0 | 0 | 0 | 0 | 0 | 0 | 0.03132 | 0.011973
1992 | 365.9896 | 0 | 0 | 0 | 0 | 0 | 0 | -0.03915 | -0.003991
1992 | 366 | 0.02349 | 0 | 0 | 0 | 0 | 0 | -0.00783 | 0.011973
1992 | 366.0104 | 0 | 0 | 0 | 0 | 0 | 0 | -0.027405 | -0.019955
1992 | 366.0208 | 0 | 0 | 0 | 0 | 0 | 0 | 0 | 0.007982
1992 | 366.0313 | 0 | 0 | 0 | 0 | 0 | 0 | -0.003915 | 0.011973
1992 | 366.0417 | 0 | 0 | 0 | 0 | 0 | 0 | 0.003915 | 0
1992 | 366.0521 | 0 | 0 | 0 | 0 | 0 | 0 | 0.027405 | 0.011973
1992 | 366.0625 | 0.05481 | 0 | 0 | 0 | 0 | 0 | 0.00783 | -0.007982
1992 | 366.0729 | 0 | 0 | 0 | 0 | 0 | 0 | -0.03132 | -0.011973
1992 | 366.0833 | 0 | 0 | 0 | 0 | 0 | 0 | 0.01566 | 0.031928
1992 | 366.0938 | 0 | 0 | 0 | 0 | 0 | 0 | 0.011745 | 0
1992 | 366.1042 | 0 | 0 | 0 | 0 | 0 | 0 | -0.00783 | -0.007982
1992 | 366.1146 | 0 | 0 | 0 | 0 | 0 | 0 | 0.00783 | 0.003991
1992 | 366.125 | 0 | 0.015964 | 0 | 0 | 0 | 0 | -0.01566 | 0
1992 | 366.1354 | 0 | 0 | 0 | 0 | 0 | 0 | 0 | 0.035919
1992 | 366.1458 | 0 | 0 | 0 | 0 | 0 | 0 | 0.043065 | 0
1992 | 366.1563 | 0 | 0 | 0 | 0 | 0 | 0 | 0.035235 | 0.031928
1992 | 366.1667 | 0 | 0 | 0 | 0 | 0 | 0 | -0.019575 | -0.011973
1992 | 366.1771 | 0 | 0 | 0 | 0 | 0 | 0 | 0.027405 | 0.027937
1992 | 366.1875 | 0 | 0 | 0 | 0 | 0 | 0 | 0.003915 | 0
1992 | 366.1979 | 0 | 0 | 0 | 0 | 0 | 0 | 0 | 0.019955
1992 | 366.2083 | 0 | 0 | 0 | 0 | 0 | 0 | 0 | 0.003991
1992 | 366.2188 | 0.01566 | 0 | 0 | 0 | 0 | 0 | -0.02349 | 0.007982
1992 | 366.2292 | 0 | 0.015964 | 0 | 0 | 0 | 0 | -0.011745 | -1.1369e-13
1992 | 366.2396 | 0 | 0 | 0 | 0 | 0 | 0 | 0.01566 | 0.019955
1992 | 366.25 | 0 | 0 | 0 | 0 | 0 | 0 | -0.019575 | -0.003991
1992 | 366.2604 | 0 | 0 | 0 | 0 | 0 | 0 | 0.027405 | 0.03991
1992 | 366.2708 | 0 | 0 | 0 | 0 | 0 | 0 | -0.003915 | -0.007982
1992 | 366.2813 | 0 | 0 | 0 | 0 | 0 | 0 | 0.011745 | 0
1992 | 366.2917 | 0 | 0 | 0 | 0 | 0 | 0 | 0.011745 | 0.027937
1992 | 366.3021 | 0 | 0 | 0 | 0 | 0 | 0 | -0.03915 | -0.003991
1992 | 366.3125 | 0 | 0 | 0 | 0 | 0 | 0 | 0.027405 | 0.027937
1992 | 366.3229 | 0.01566 | 0 | 0 | 0 | 0 | 0 | -0.019575 | 0.015964
1992 | 366.3333 | 0.01566 | 0 | 0 | 0 | 0 | 0 | -0.003915 | -0.027937
1992 | 366.3438 | 0 | 0 | 0 | 0 | 0 | 0 | 0.0783 | 0.067847
1992 | 366.3542 | 0 | 0 | 0 | 0 | 0 | 0 | 0.04698 | 0.007982
1992 | 366.3646 | 0 | 0 | 0 | 0 | 0 | 0 | 0 | 0.011973
1992 | 366.375 | 0 | 0 | 0 | 0 | 0 | 0 | -0.003915 | 0.003991
1992 | 366.3854 | 0.00783 | 0 | 0 | 0 | 0 | 0 | -0.00783 | 0.007982
1992 | 366.3958 | 0 | 0 | 0 | 0 | 0 | 0 | 0.03132 | 0.019955
1992 | 366.4063 | 0 | 0 | 0 | 0 | 0 | 0 | -0.01566 | 0.007982
1992 | 366.4167 | 0 | 0 | 0 | 0 | 0 | 0 | 0.01566 | 0.043901
1992 | 366.4271 | 0 | 0 | 0 | 0 | 0 | 0 | 0.003915 | -0.003991
1992 | 366.4375 | 0 | 0 | 0 | 0 | 0 | 0 | 0.04698 | 0.023946
1992 | 366.4479 | 0 | 0 | 0 | 0 | 0 | 0 | -0.011745 | -0.007982
1992 | 366.4583 | 0 | 0 | 0 | 0 | 0 | 0 | 0.011745 | 0.011973
1992 | 366.4688 | 0 | 0 | 0 | 0 | 0 | 0 | -0.003915 | -0.003991
1992 | 366.4792 | 0.01566 | 0 | 0 | 0 | 0 | 0 | 0.003915 | -0.003991
1992 | 366.4896 | 0 | 0 | 0 | 0 | 0 | 0 | 0.01566 | 0
1992 | 366.5 | 0 | 0 | 0 | 0 | 0 | 0 | 0.01566 | 0
1992 | 366.5104 | 0 | 0 | 0 | 0 | 0 | 0 | 0.019575 | 0.023946
1992 | 366.5208 | 0 | 0 | 0 | 0 | 0 | 0 | 0.03915 | 0.011973
1992 | 366.5313 | 0 | 0 | 0 | 0 | 0 | 0 | 0 | 0.003991
1992 | 366.5417 | 0 | 0 | 0 | 0 | 0 | 0 | 0.011745 | -0.007982
1992 | 366.5521 | 0 | 0 | 0 | 0 | 0 | 0 | 0.003915 | 0.019955
1992 | 366.5625 | 0 | 0 | 0 | 0 | 0 | 0 | 0.003915 | 0.011973
1992 | 366.5729 | 0 | 0 | 0 | 0 | 0 | 0 | 0.019575 | 0
1992 | 366.5833 | 0 | 0 | 0 | 0 | 0 | 0 | -0.00783 | -0.011973
1992 | 366.5938 | 0.02349 | 0 | 0 | 0 | 0 | 0 | 0.003915 | -0.011973
1992 | 366.6042 | 0 | 0 | 0 | 0 | 0 | 0 | 0.02349 | 0.047892
1992 | 366.6146 | 0 | 0 | 0 | 0 | 0 | 0 | -0.003915 | 0.003991
1992 | 366.625 | 0 | 0 | 0 | 0 | 0 | 0 | 0.01566 | -0.011973
1992 | 366.6354 | 0 | 0 | 0 | 0 | 0 | 0 | 0.011745 | 0.023946
1992 | 366.6458 | 0 | 0 | 0 | 0 | 0 | 0 | 0.02349 | 0.011973
1992 | 366.6563 | 0 | 0 | 0 | 0 | 0 | 0 | 0.00783 | 0
1992 | 366.6667 | 0 | 0 | 0 | 0 | 0 | 0 | 0 | -1.1369e-13
1992 | 366.6771 | 0 | 0 | 0 | 0 | 0 | 0 | 0.02349 | 0.019955
1992 | 366.6875 | 0 | 0 | 0 | 0 | 0 | 0 | 0 | 0
1992 | 366.6979 | 0 | 0 | 0 | 0 | 0 | 0 | 0.00783 | 0
1992 | 366.7083 | 0 | 0 | 0 | 0 | 0 | 0 | 0.003915 | 0.003991
1992 | 366.7188 | 0 | 0 | 0 | 0 | 0 | 0 | 0.01566 | 0.011973
1992 | 366.7292 | 0 | 0 | 0 | 0 | 0 | 0 | 0.011745 | 0.003991
1992 | 366.7396 | 0 | 0 | 0 | 0 | 0 | 0 | -0.003915 | 0
1992 | 366.75 | 0 | 0 | 0 | 0 | 0 | 0 | -0.003915 | -0.003991
1992 | 366.7604 | 0 | 0 | 0 | 0 | 0 | 0 | 0.003915 | 0.003991
1992 | 366.7708 | 0 | 0 | 0 | 0 | 0 | 0 | 0 | 0
1992 | 366.7813 | 0 | 0 | 0 | 0 | 0 | 0 | -0.003915 | 0
1992 | 366.7917 | 0 | 0 | 0 | 0 | 0 | 0 | 0.00783 | 0.003991
1992 | 366.8021 | 0 | 0 | 0 | 0 | 0 | 0 | 0.011745 | 0.003991
1992 | 366.8125 | 0 | 0 | 0 | 0 | 0 | 0 | -0.00783 | 0.003991
1992 | 366.8229 | 0 | 0 | 0 | 0 | 0 | 0 | 0 | 0.003991
1992 | 366.8333 | 0 | 0 | 0 | 0 | 0 | 0 | 0.00783 | 0.007982
1992 | 366.8438 | 0 | 0 | 0 | 0 | 0 | 0 | 0.003915 | 0.003991
1992 | 366.8542 | 0 | 0 | 0 | 0 | 0 | 0 | 0.003915 | 0.003991
1992 | 366.8646 | 0 | 0 | 0 | 0 | 0 | 0 | 0.003915 | -0.003991
1992 | 366.875 | 0 | 0 | 0 | 0 | 0 | 0 | 0.003915 | 0.011973
1992 | 366.8854 | 0 | 0 | 0 | 0 | 0 | 0 | 0.019575 | 0.011973
1992 | 366.8958 | 0 | 0 | 0 | 0 | 0 | 0 | -0.01566 | -0.011973
1992 | 366.9063 | 0 | 0 | 0 | 0 | 0 | 0 | 0.01566 | 0.015964
1992 | 366.9167 | 0 | 0 | 0 | 0 | 0 | 0 | -0.003915 | 0
1992 | 366.9271 | 0 | 0 | 0 | 0 | 0 | 0 | 0 | -0.007982
1992 | 366.9375 | 0.00783 | 0 | 0 | 0 | 0 | 0 | 0.019575 | 0.015964
1992 | 366.9479 | 0 | 0 | 0 | 0 | 0 | 0 | 0 | 0.003991
1992 | 366.9583 | 0 | 0 | 0 | 0 | 0 | 0 | -0.003915 | 0.003991
1992 | 366.9688 | 0 | 0 | 0 | 0 | 0 | 0 | 0.00783 | 0.003991
1992 | 366.9792 | 0 | 0 | 0 | 0 | 0 | 0 | 0.01566 | 0.003991
1992 | 366.9896 | 0 | 0 | 0 | 0 | 0 | 0 | 0 | 0
1992 | 367 | 0 | 0 | 0 | 0 | 0 | 0 | 0.00783 | 0.007982

## Dic. 1992 E wheat daily Irrig.
Spreadsheet tab | Element or value display name | Description | Data type | Character length | Acceptable values | Required? | Accepts null value?
Dic. 1992 E wheat daily Irrig. | Year | Year | year - yyyy | 4 |  | Yes | No
Dic. 1992 E wheat daily Irrig. | Day of year | Serial day of year beginning with 1 on January 1. | integer | Up to 3 | 1 to 366 | Yes | No
Dic. 1992 E wheat daily Irrig. | NE irrigation in mm | Irrigation in mm applied to NE lysimeter as determined by lysimeter mass change | decimal |  |  | Yes | Yes, #N/A
Dic. 1992 E wheat daily Irrig. | SE irrigation in mm | Irrigation in mm applied to SE lysimeter as determined by lysimeter mass change | decimal |  |  | Yes | Yes, #N/A
Dic. 1992 E wheat daily Irrig. | NE method | Method of irrigation application in NE field and lysimeter. Spray stands for mid elevation (approximately 1.5 m above the soil surface) spray heads on drop hoses space every 1.52 m along the irrigation system lateral. Sprinkler stands for impact sprinklers with a 6 degree discharge angle mounted at 6-m spacing on the top of the irrigation system lateral. LEPA stands for low elevation precision application with LEPA heads at 0.3 m above the soil surface.The linear move irrigation system was aligned N-S and moved east to west or west to east | alphabetical | variable | spray, sprinkler, LEPA | Yes | Yes, #N/A
Dic. 1992 E wheat daily Irrig. | SE method | Method of irrigation application in SE field and lysimeter. Spray stands for mid elevation (approximately 1.5 m above the soil surface) spray heads on drop hoses spaced every 1.52 m along the irrigation system lateral. Sprinkler stands for impact sprinklers with a 6 degree discharge angle mounted on the top of the irrigation system lateral. LEPA stands for low elevation precision application with LEPA heads at 0.3 m above the soil surface.The linear move irrigation system was aligned N-S and moved east to west or west to east | alphabetical | variable | spray, sprinkler, LEPA | Yes | Yes, #N/A

## 1992 E wheat daily Irrig.
Year | DOY | NE irrigation in mm | SE irrigation in mm | NE method | SE method
1992 | 57 | 16.1455 | 17.5205 | Spray | Spray
1992 | 72 | 23.6075 | 0 | Spray | none
1992 | 76 | 22.1198 | 0 | Spray | none
1992 | 79 | 33.0739 | 0 | Spray | none
1992 | 83 | 24.2965 | 0 | Spray | none
1992 | 97 | 27.1153 | 0 | Spray | none
1992 | 101 | 22.9341 | 0 | Spray | none
1992 | 104 | 17.1868 | 0 | Spray | none
1992 | 113 | 31.5549 | 0 | Spray | none
1992 | 122 | 26.2775 | 0 | Spray | none
1992 | 125 | 28.3524 | 0 | Spray | none
1992 | 128 | 21.6656 | 0 | Spray | none
1992 | 134 | 27.8748 | 0 | Spray | none
1992 | 136 | 28.4777 | 0 | Impact | none
1992 | 140 | 27.9453 | 0 | Impact | none
1992 | 143 | 23.5057 | 0 | Impact | none